## Sheet1
REQUIRED ∀ | REQUIRED ∀ | REQUIRED ∀ | REQUIRED ∀ | REQUIRED ∀ | CALCULATED ∀ | REQUIRED ∀ | REQUIRED ∀ | REQUIRED ∀ | REQUIRED ∀ (Empty ⇒ FALSE) | REQUIRED ∀ (Empty ⇒ None) | REQUIRED ∀ (Empty ⇒ None) | REQUIRED ∀ (Empty ⇒ None) | REQUIRED ∀ (Empty ⇒ entities) | REQUIRED for Powercalc | REQUIRED for Powercalc | REQUIRED for Powercalc | REQUIRED for Powercalc | REQUIRED for Powercalc | OPTIONAL for Powercalc | REQUIRED ∀ (Empty ⇒ None) | REQUIRED ∀ (Empty ⇒ None) | REQUIRED for Zigbee | REQUIRED for Zigbee | REQUIRED for Zigbee | OPTIONAL for Zigbee | OPTIONAL for Tasmota | REQUIRED for MQTT | REQUIRED for MQTT (Empty ⇒ None) | AT LEAST ONE REQUIRED for MQTT (Empty ⇒ None) | OPTIONAL for HAAS UI | REQUIRED for MQTT | REQUIRED for MQTT | OPTIONAL for MQTT | REQUIRED for MQTT | REQUIRED for MQTT | REQUIRED for MQTT | OPTIONAL for MQTT | REQUIRED for MQTT | REQUIRED for MQTT | REQUIRED for MQTT | REQUIRED for Network | REQUIRED for Network | REQUIRED for Network | REQUIRED for Network | REQUIRED for Network | OPTIONAL for Network | REQUIRED for Network | OPTIONAL for Google Home | REQUIRED for Network | REQUIRED for Network/Zigbee | REQUIRED for Network | REQUIRED for Network Alias | REQUIRED for Network Alias | CALCULATED for Network/Zigbee
Define natural order of entities | Entity status, "Enabled", "Disabled", "Todo" | String to uniquely define intermediatry device | HAAS entity namespace prefix, sensor/fan etc | Uniquely defines entity within HAAS namespace | Unique name for the entity, overrides HAAS parsing of unique_id | Nice name for the entity | Nicely named entity low level domain | Nicely named entity high level group | Google Home alias comma separated values | HAAS entity that has linked state | HAAS service that is called to maintain state | HAAS display type, "Graph", "Table", "Table_NoToggle", the latter two settings implying display in a graph as well as table | HAAS table display type | Enable powercalc to track this entity | Top level powercalc group | MIddle level powercalc group | MIddle level powercalc group | Bottom level powercalc group | Powercalc config | Grafana Display points mode, "Continuous" or "Discrete", the former does not zero out nulls, the latter does | The compensation points "[uncompensated_value, compensated_value], []..." to claibrate the values | The Zigbee type, "Device" or "Group" | The Zigbee group numeric ID | Zigbee2mqtt configuration | The Zigbee device config | The Tasmota device config | State class from here | Units from here | Device class from here, required if icon is NULL | Look up from entity icon field in HAAS interface | Seconds between samples | "true" or "false", update entity even if value has not changed | "true" or "false", put device in optimistic mode | Uniquely defines entity within device namespace | Topic to publish config metadata for HAAS discovery | Topic to publish data state for HAAS update | Topic to publish commands to be sent to the device | Template as defined here | MQTT Quality of Service | URL that permits device management | String to nicely name source device | String to define device version | String to uniquely define source device | String to define device model | String to define device manufacturer | Provide a custom config datum | String to define HAAS area to add entity to | String to define HAAS area to add entity to overiding device_suggested_area | VLAN for sourcedevice | MAC /Zigbee address of source device | IP address of source device | Host name alias for connection_target | Target for the host name connection_alias | List of tupples defining MAC/Zigbee and IP of source device
index | entity_status | device_via_device | entity_namespace | unique_id | name | friendly_name | entity_domain | entity_group | google_aliases | linked_entity | linked_service | haas_display_mode | haas_display_type | powercalc_enable | powercalc_group_1 | powercalc_group_2 | powercalc_group_3 | powercalc_group_4 | powercalc_config | grafana_display_type | compensation_curve | zigbee_type | zigbee_group | zigbee_config | zigbee_device_config | tasmota_device_config | state_class | unit_of_measurement | device_class | icon | sample_period | force_update | optimistic | unique_id_device | discovery_topic | state_topic | command_topic | value_template | qos | device_configuration_url | device_name | device_sw_version | device_identifiers | device_model | device_manufacturer | custom_config | device_suggested_area | device_suggested_area_override | connection_vlan | connection_mac | connection_ip | connection_alias | connection_alias_target | device_connections
1000 | Enabled | WeeWX | sensor | roof_temperature | roof_temperature | Roof | Temperature | Conditions | Temperature | [18 empty] | °C | temperature | mdi:thermometer | [10 empty] | weather-station | 3.15 | outdoor | Vantage Pro2 | Davis |  | Roof
1001 | Enabled | WeeWX | sensor | compensation_sensor_roof_temperature | compensation_sensor_roof_temperature | Roof | Temperature | Conditions |  |  |  | Graph | [7 empty] | Continuous | [ 1, 1 ],[ 2, 2 ] | [5 empty] | measurement | °C | temperature | mdi:thermometer | 300 | false |  | outTemp | haas/entity/sensor/weewx/compensation_sensor_roof_temperature/config | weewx/compensation_sensor_roof_temperature |  | {{ value ¦ float(0) ¦ round(1) }} | 1 |  | weather-station | 3.15 | outdoor | Vantage Pro2 | Davis |  | Roof
1002 | Enabled | Netatmo | sensor | ada_temperature | ada_temperature | Ada | Temperature | Conditions | Temperature,s Temperature | [20 empty] | mdi:thermometer | [10 empty] | netatmo-ada | 51 | v3 | Home Coach | Netatmo |  | Ada
1003 | Enabled | Netatmo | sensor | compensation_sensor_ada_temperature | compensation_sensor_ada_temperature | Ada | Temperature | Conditions |  |  |  | Graph | [7 empty] | Continuous | [ 1, 1 ],[ 2, 2 ] | [8 empty] | mdi:thermometer | [10 empty] | netatmo-ada | 51 | v3 | Home Coach | Netatmo |  | Ada |  | net_Unfettered_br2_10-0-2-0-24 | 70:ee:50:25:7f:50 |  |  |  | [["mac", "70:ee:50:25:7f:50"]]
1004 | Enabled | Netatmo | sensor | edwin_temperature | edwin_temperature | Edwin | Temperature | Conditions | Temperature,s Temperature | [20 empty] | mdi:thermometer | [10 empty] | netatmo-edwin | 51 | v3 | Home Coach | Netatmo |  | Edwin
1005 | Enabled | Netatmo | sensor | compensation_sensor_edwin_temperature | compensation_sensor_edwin_temperature | Edwin | Temperature | Conditions |  |  |  | Graph | [7 empty] | Continuous | [ 1, 1 ],[ 2, 2 ] | [8 empty] | mdi:thermometer | [10 empty] | netatmo-edwin | 51 | v3 | Home Coach | Netatmo |  | Edwin |  | net_Unfettered_br2_10-0-2-0-24 | 70:ee:50:25:93:90 |  |  |  | [["mac", "70:ee:50:25:93:90"]]
1006 | Enabled | Netatmo | sensor | bertram_2_office_lounge_temperature | bertram_2_office_lounge_temperature | Lounge | Temperature | Conditions | Temperature | [20 empty] | mdi:thermometer | [10 empty] | netatmo-office-lounge | 181 | v3 | Weather Station | Netatmo |  | Lounge
1007 | Enabled | Netatmo | sensor | compensation_sensor_bertram_2_office_lounge_temperature | compensation_sensor_bertram_2_office_lounge_temperature | Lounge | Temperature | Conditions |  |  |  | Graph | [7 empty] | Continuous | [ 1, 1 ],[ 2, 2 ] | [8 empty] | mdi:thermometer | [10 empty] | netatmo-office-lounge | 181 | v3 | Weather Station | Netatmo |  | Lounge
1008 | Enabled | Netatmo | sensor | parents_temperature | parents_temperature | Parents | Temperature | Conditions | Temperature | [20 empty] | mdi:thermometer | [10 empty] | netatmo-parents | 51 | v3 | Home Coach | Netatmo |  | Parents
1009 | Enabled | Netatmo | sensor | compensation_sensor_parents_temperature | compensation_sensor_parents_temperature | Parents | Temperature | Conditions |  |  |  | Table | [7 empty] | Continuous | [ 1, 1 ],[ 2, 2 ] | [8 empty] | mdi:thermometer | [10 empty] | netatmo-parents | 51 | v3 | Home Coach | Netatmo |  | Parents |  | net_Unfettered_br2_10-0-2-0-24 | 70:ee:50:25:9c:68 |  |  |  | [["mac", "70:ee:50:25:9c:68"]]
1010 | Enabled | Netatmo | sensor | bertram_2_office_temperature | bertram_2_office_temperature | Office | Temperature | Conditions | Temperature | [20 empty] | mdi:thermometer | [10 empty] | netatmo-office | 181 | v3 | Weather Station | Netatmo |  | Office
1011 | Enabled | Netatmo | sensor | compensation_sensor_bertram_2_office_temperature | compensation_sensor_bertram_2_office_temperature | Office | Temperature | Conditions |  |  |  | Table | [7 empty] | Continuous | [ 1, 1 ],[ 2, 2 ] | [8 empty] | mdi:thermometer | [10 empty] | netatmo-office | 181 | v3 | Weather Station | Netatmo |  | Office |  | net_Unfettered_br2_10-0-2-0-24 | 70:ee:50:2b:6a:2c |  |  |  | [["mac", "70:ee:50:2b:6a:2c"]]
1012 | Enabled | Netatmo | sensor | bertram_2_kitchen_temperature | bertram_2_kitchen_temperature | Kitchen | Temperature | Conditions | Temperature | [20 empty] | mdi:thermometer | [10 empty] | netatmo-kitchen | 181 | v3 | Weather Station | Netatmo |  | Kitchen
1013 | Enabled | Netatmo | sensor | compensation_sensor_bertram_2_kitchen_temperature | compensation_sensor_bertram_2_kitchen_temperature | Kitchen | Temperature | Conditions |  |  |  | Table | [7 empty] | Continuous | [ 1, 1 ],[ 2, 2 ] | [8 empty] | mdi:thermometer | [10 empty] | netatmo-kitchen | 181 | v3 | Weather Station | Netatmo |  | Kitchen |  | net_Unfettered_br2_10-0-2-0-24 | 70:ee:50:2c:8d:28 |  |  |  | [["mac", "70:ee:50:2c:8d:28"]]
1014 | Enabled | Netatmo | sensor | bertram_2_office_pantry_temperature | bertram_2_office_pantry_temperature | Pantry | Temperature | Conditions | Temperature | [20 empty] | mdi:thermometer | [10 empty] | netatmo-office-pantry | 181 | v3 | Weather Station | Netatmo |  | Pantry
1015 | Enabled | Netatmo | sensor | compensation_sensor_bertram_2_office_pantry_temperature | compensation_sensor_bertram_2_office_pantry_temperature | Pantry | Temperature | Conditions |  |  |  | Table | [7 empty] | Continuous | [ 1, 1 ],[ 2, 2 ] | [8 empty] | mdi:thermometer | [10 empty] | netatmo-office-pantry | 181 | v3 | Weather Station | Netatmo |  | Pantry
1016 | Enabled | Netatmo | sensor | bertram_2_office_dining_temperature | bertram_2_office_dining_temperature | Dining | Temperature | Conditions | Temperature | [20 empty] | mdi:thermometer | [10 empty] | netatmo-office-dining | 181 | v3 | Weather Station | Netatmo |  | Dining
1017 | Enabled | Netatmo | sensor | compensation_sensor_bertram_2_office_dining_temperature | compensation_sensor_bertram_2_office_dining_temperature | Dining | Temperature | Conditions |  |  |  | Table | [7 empty] | Continuous | [ 1, 1 ],[ 2, 2 ] | [8 empty] | mdi:thermometer | [10 empty] | netatmo-office-dining | 181 | v3 | Weather Station | Netatmo |  | Dining
1018 | Enabled | Netatmo | sensor | laundry_temperature | laundry_temperature | Laundry | Temperature | Conditions | Temperature | [20 empty] | mdi:thermometer | [10 empty] | netatmo-laundry | 51 | v3 | Home Coach | Netatmo |  | Laundry
1019 | Enabled | Netatmo | sensor | compensation_sensor_laundry_temperature | compensation_sensor_laundry_temperature | Laundry | Temperature | Conditions |  |  |  | Table | [7 empty] | Continuous | [ 1, 1 ],[ 2, 2 ] | [8 empty] | mdi:thermometer | [10 empty] | netatmo-laundry | 51 | v3 | Home Coach | Netatmo |  | Laundry |  | net_Unfettered_br2_10-0-2-0-24 | 70:ee:50:25:9d:90 |  |  |  | [["mac", "70:ee:50:25:9d:90"]]
1020 | Enabled | Netatmo | sensor | bertram_2_office_basement_temperature | bertram_2_office_basement_temperature | Basement | Temperature | Conditions | Temperature | [20 empty] | mdi:thermometer | [10 empty] | netatmo-office-basement | 181 | v3 | Weather Station | Netatmo |  | Basement
1021 | Enabled | Netatmo | sensor | compensation_sensor_bertram_2_office_basement_temperature | compensation_sensor_bertram_2_office_basement_temperature | Basement | Temperature | Conditions |  |  |  | Table | [7 empty] | Continuous | [ 1, 1 ],[ 2, 2 ] | [8 empty] | mdi:thermometer | [10 empty] | netatmo-office-basement | 181 | v3 | Weather Station | Netatmo |  | Basement
1022 | Enabled | WeeWX | sensor | rack_temperature | rack_temperature | Rack | Temperature | Conditions | Temperature | [18 empty] | °C | temperature | mdi:thermometer | [10 empty] | weather-station | 3.15 | outdoor | Vantage Pro2 | Davis |  | Rack
1023 | Enabled | WeeWX | sensor | compensation_sensor_rack_temperature | compensation_sensor_rack_temperature | Rack | Temperature | Conditions |  |  |  | Table | [8 empty] | [ 1, 1 ],[ 2, 2 ] | [5 empty] | measurement | °C | temperature | mdi:thermometer | 300 | false |  | inTemp | haas/entity/sensor/weewx/compensation_sensor_rack_temperature/config | weewx/compensation_sensor_rack_temperature |  | {{ value ¦ float(0) ¦ round(1) }} | 1 |  | weather-station | 3.15 | outdoor | Vantage Pro2 | Davis |  | Rack
1024 | Enabled | WeeWX | sensor | compensation_sensor_roof_apparent_temperature | compensation_sensor_roof_apparent_temperature | Roof Apparent | Temperature | Conditions | [12 empty] | [ 1, 1 ],[ 2, 2 ] | [5 empty] | measurement | °C | temperature | mdi:thermometer | 300 | false |  | appTemp | haas/entity/sensor/weewx/compensation_sensor_roof_apparent_temperature/config | weewx/compensation_sensor_roof_apparent_temperature |  | {{ value ¦ float(0) ¦ round(1) }} | 1 |  | weather-station | 3.15 | outdoor | Vantage Pro2 | Davis |  | Roof
1025 | Enabled | WeeWX | sensor | compensation_sensor_roof_dew_point | compensation_sensor_roof_dew_point | Roof Dew Point | Temperature | Conditions | [12 empty] | [ 1, 1 ],[ 2, 2 ] | [5 empty] | measurement | °C | temperature | mdi:thermometer | 300 | false |  | dewpoint | haas/entity/sensor/weewx/compensation_sensor_roof_dew_point/config | weewx/compensation_sensor_roof_dew_point |  | {{ value ¦ float(0) ¦ round(1) }} | 1 |  | weather-station | 3.15 | outdoor | Vantage Pro2 | Davis |  | Roof
1026 | Enabled | WeeWX | sensor | compensation_sensor_roof_heat_index | compensation_sensor_roof_heat_index | Roof Heat Index | Temperature | Conditions | [12 empty] | [ 1, 1 ],[ 2, 2 ] | [5 empty] | measurement | °C | temperature | mdi:thermometer | 300 | false |  | heatindex | haas/entity/sensor/weewx/compensation_sensor_roof_heat_index/config | weewx/compensation_sensor_roof_heat_index |  | {{ value ¦ float(0) ¦ round(1) }} | 1 |  | weather-station | 3.15 | outdoor | Vantage Pro2 | Davis |  | Roof
1027 | Enabled | WeeWX | sensor | compensation_sensor_roof_humidity_index | compensation_sensor_roof_humidity_index | Roof Humidity Index | Temperature | Conditions | [12 empty] | [ 1, 1 ],[ 2, 2 ] | [5 empty] | measurement | °C | temperature | mdi:thermometer | 300 | false |  | humidex | haas/entity/sensor/weewx/compensation_sensor_roof_humidity_index/config | weewx/compensation_sensor_roof_humidity_index |  | {{ value ¦ float(0) ¦ round(1) }} | 1 |  | weather-station | 3.15 | outdoor | Vantage Pro2 | Davis |  | Roof
1028 | Enabled | WeeWX | sensor | compensation_sensor_rack_dew_point | compensation_sensor_rack_dew_point | Rack Dew Point | Temperature | Conditions | [12 empty] | [ 1, 1 ],[ 2, 2 ] | [5 empty] | measurement | °C | temperature | mdi:thermometer | 300 | false |  | inDewpoint | haas/entity/sensor/weewx/compensation_sensor_rack_dew_point/config | weewx/compensation_sensor_rack_dew_point |  | {{ value ¦ float(0) ¦ round(1) }} | 1 |  | weather-station | 3.15 | outdoor | Vantage Pro2 | Davis |  | Rack
1029 | Enabled | WeeWX | sensor | compensation_sensor_roof_wind_chill_temperature | compensation_sensor_roof_wind_chill_temperature | Wind Chill | Temperature | Conditions | [12 empty] | [ 1, 1 ],[ 2, 2 ] | [5 empty] | measurement | °C | temperature | mdi:thermometer | 300 | false |  | windchill | haas/entity/sensor/weewx/compensation_sensor_roof_wind_chill_temperature/config | weewx/compensation_sensor_roof_wind_chill_temperature |  | {{ value ¦ float(0) ¦ round(1) }} | 1 |  | weather-station | 3.15 | outdoor | Vantage Pro2 | Davis |  | Roof
1030 | Enabled | _ | user_interface | column_break | column_break | Column Break | Temperature | Conditions |  |  |  | Break | custom:layout-break
1040 | Enabled | IKEA | sensor | lounge_air_purifier_pm25 | lounge_air_purifier_pm25 | Lounge | Air Quality | Conditions |  |  |  | Graph | [7 empty] | Continuous | [9 empty] | mdi:virus-outline
1041 | Enabled | IKEA | sensor | dining_air_purifier_pm25 | dining_air_purifier_pm25 | Dining | Air Quality | Conditions |  |  |  | Graph | [7 empty] | Continuous | [9 empty] | mdi:virus-outline
1042 | Enabled | _ | user_interface | column_break | column_break | Column Break | Air Quality | Conditions |  |  |  | Break | custom:layout-break | [16 empty] | mdi:virus-outline
1050 | Enabled | WeeWX | sensor | compensation_sensor_roof_humidity | compensation_sensor_roof_humidity | Roof | Humidity | Conditions |  |  |  | Graph | [7 empty] | Continuous | [ 1, 1 ],[ 2, 2 ] | [5 empty] | measurement | % | humidity | mdi:water-percent | 300 | false |  | outHumidity | haas/entity/sensor/weewx/compensation_sensor_roof_humidity/config | weewx/compensation_sensor_roof_humidity |  | {{ value ¦ float(0) ¦ round(0) }} | 1 |  | weather-station | 3.15 | outdoor | Vantage Pro2 | Davis |  | Roof
1051 | Enabled | Netatmo | sensor | compensation_sensor_ada_humidity | compensation_sensor_ada_humidity | Ada | Humidity | Conditions |  |  |  | Graph | [7 empty] | Continuous | [ 1, 1 ],[ 2, 2 ] | [8 empty] | mdi:water-percent | [10 empty] | netatmo-ada | 51 | v3 | Home Coach | Netatmo |  | Ada
1052 | Enabled | Netatmo | sensor | compensation_sensor_edwin_humidity | compensation_sensor_edwin_humidity | Edwin | Humidity | Conditions |  |  |  | Graph | [7 empty] | Continuous | [ 1, 1 ],[ 2, 2 ] | [8 empty] | mdi:water-percent | [10 empty] | netatmo-edwin | 51 | v3 | Home Coach | Netatmo |  | Edwin
1053 | Enabled | Netatmo | sensor | compensation_sensor_bertram_2_office_lounge_humidity | compensation_sensor_bertram_2_office_lounge_humidity | Lounge | Humidity | Conditions |  |  |  | Graph | [7 empty] | Continuous | [ 1, 1 ],[ 2, 2 ] | [8 empty] | mdi:water-percent | [10 empty] | netatmo-office-lounge | 181 | v3 | Weather Station | Netatmo |  | Lounge
1054 | Enabled | Netatmo | sensor | compensation_sensor_parents_humidity | compensation_sensor_parents_humidity | Parents | Humidity | Conditions |  |  |  | Table | [7 empty] | Continuous | [ 1, 1 ],[ 2, 2 ] | [8 empty] | mdi:water-percent | [10 empty] | netatmo-parents | 51 | v3 | Home Coach | Netatmo |  | Parents
1055 | Enabled | Netatmo | sensor | compensation_sensor_bertram_2_office_humidity | compensation_sensor_bertram_2_office_humidity | Office | Humidity | Conditions |  |  |  | Table | [7 empty] | Continuous | [ 1, 1 ],[ 2, 2 ] | [8 empty] | mdi:water-percent | [10 empty] | netatmo-office | 181 | v3 | Weather Station | Netatmo |  | Office
1056 | Enabled | Netatmo | sensor | compensation_sensor_bertram_2_kitchen_humidity | compensation_sensor_bertram_2_kitchen_humidity | Kitchen | Humidity | Conditions |  |  |  | Table | [7 empty] | Continuous | [ 1, 1 ],[ 2, 2 ] | [8 empty] | mdi:water-percent | [10 empty] | netatmo-kitchen | 181 | v3 | Weather Station | Netatmo |  | Kitchen
1057 | Enabled | Netatmo | sensor | compensation_sensor_bertram_2_office_pantry_humidity | compensation_sensor_bertram_2_office_pantry_humidity | Pantry | Humidity | Conditions |  |  |  | Table | [7 empty] | Continuous | [ 1, 1 ],[ 2, 2 ] | [8 empty] | mdi:water-percent | [10 empty] | netatmo-office-pantry | 181 | v3 | Weather Station | Netatmo |  | Pantry
1058 | Enabled | Netatmo | sensor | compensation_sensor_bertram_2_office_dining_humidity | compensation_sensor_bertram_2_office_dining_humidity | Dining | Humidity | Conditions |  |  |  | Table | [7 empty] | Continuous | [ 1, 1 ],[ 2, 2 ] | [8 empty] | mdi:water-percent | [10 empty] | netatmo-office-dining | 181 | v3 | Weather Station | Netatmo |  | Dining
1059 | Enabled | Netatmo | sensor | compensation_sensor_laundry_humidity | compensation_sensor_laundry_humidity | Laundry | Humidity | Conditions |  |  |  | Table | [7 empty] | Continuous | [ 1, 1 ],[ 2, 2 ] | [8 empty] | mdi:water-percent | [10 empty] | netatmo-laundry | 51 | v3 | Home Coach | Netatmo |  | Laundry
1060 | Enabled | Netatmo | sensor | compensation_sensor_bertram_2_office_basement_humidity | compensation_sensor_bertram_2_office_basement_humidity | Basement | Humidity | Conditions |  |  |  | Table | [7 empty] | Continuous | [ 1, 1 ],[ 2, 2 ] | [8 empty] | mdi:water-percent | [10 empty] | netatmo-office-basement | 181 | v3 | Weather Station | Netatmo |  | Basement
1061 | Enabled | WeeWX | sensor | compensation_sensor_rack_humidity | compensation_sensor_rack_humidity | Rack | Humidity | Conditions |  |  |  | Table | [8 empty] | [ 1, 1 ],[ 2, 2 ] | [5 empty] | measurement | % | humidity | mdi:water-percent | 300 | false |  | inHumidity | haas/entity/sensor/weewx/compensation_sensor_rack_humidity/config | weewx/compensation_sensor_rack_humidity |  | {{ value ¦ float(0) ¦ round(0) }} | 1 |  | weather-station | 3.15 | outdoor | Vantage Pro2 | Davis |  | Rack
1062 | Enabled | _ | user_interface | column_break | column_break | Column Break | Humidity | Conditions |  |  |  | Break | custom:layout-break
1100 | Enabled | Netatmo | sensor | compensation_sensor_ada_co2 | compensation_sensor_ada_co2 | Ada | Carbon Dioxide | Conditions | [12 empty] | [ 1, 1 ],[ 2, 2 ] | [8 empty] | mdi:molecule-co2 | [10 empty] | netatmo-ada | 51 | v3 | Home Coach | Netatmo |  | Ada
1101 | Enabled | Netatmo | sensor | compensation_sensor_edwin_co2 | compensation_sensor_edwin_co2 | Edwin | Carbon Dioxide | Conditions |  |  |  | Graph | [7 empty] | Continuous | [ 1, 1 ],[ 2, 2 ] | [8 empty] | mdi:molecule-co2 | [10 empty] | netatmo-edwin | 51 | v3 | Home Coach | Netatmo |  | Edwin
1102 | Enabled | Netatmo | sensor | compensation_sensor_parents_co2 | compensation_sensor_parents_co2 | Parents | Carbon Dioxide | Conditions |  |  |  | Graph | [7 empty] | Continuous | [ 999, 566 ],[ 1407, 711 ] | [8 empty] | mdi:molecule-co2 | [10 empty] | netatmo-parents | 51 | v3 | Home Coach | Netatmo |  | Parents
1103 | Enabled | Netatmo | sensor | compensation_sensor_bertram_2_office_co2 | compensation_sensor_bertram_2_office_co2 | Office | Carbon Dioxide | Conditions |  |  |  | Graph | [7 empty] | Continuous | [ 1, 1 ],[ 2, 2 ] | [8 empty] | mdi:molecule-co2 | [10 empty] | netatmo-office | 181 | v3 | Weather Station | Netatmo |  | Office
1104 | Enabled | Netatmo | sensor | compensation_sensor_bertram_2_office_lounge_co2 | compensation_sensor_bertram_2_office_lounge_co2 | Lounge | Carbon Dioxide | Conditions |  |  |  | Graph | [7 empty] | Continuous | [ 1, 1 ],[ 2, 2 ] | [8 empty] | mdi:molecule-co2 | [10 empty] | netatmo-office-lounge | 181 | v3 | Weather Station | Netatmo |  | Lounge
1105 | Enabled | Netatmo | sensor | compensation_sensor_bertram_2_kitchen_co2 | compensation_sensor_bertram_2_kitchen_co2 | Kitchen | Carbon Dioxide | Conditions |  |  |  | Table | [7 empty] | Continuous | [ 1, 1 ],[ 2, 2 ] | [8 empty] | mdi:molecule-co2 | [10 empty] | netatmo-kitchen | 181 | v3 | Weather Station | Netatmo |  | Kitchen
1106 | Enabled | Netatmo | sensor | compensation_sensor_bertram_2_office_pantry_co2 | compensation_sensor_bertram_2_office_pantry_co2 | Pantry | Carbon Dioxide | Conditions |  |  |  | Table | [7 empty] | Continuous | [ 1, 1 ],[ 2, 2 ] | [8 empty] | mdi:molecule-co2 | [10 empty] | netatmo-office-pantry | 181 | v3 | Weather Station | Netatmo |  | Pantry
1107 | Enabled | Netatmo | sensor | compensation_sensor_bertram_2_office_dining_co2 | compensation_sensor_bertram_2_office_dining_co2 | Dining | Carbon Dioxide | Conditions |  |  |  | Table | [7 empty] | Continuous | [ 1, 1 ],[ 2, 2 ] | [8 empty] | mdi:molecule-co2 | [10 empty] | netatmo-office-dining | 181 | v3 | Weather Station | Netatmo |  | Dining
1108 | Enabled | Netatmo | sensor | compensation_sensor_laundry_co2 | compensation_sensor_laundry_co2 | Laundry | Carbon Dioxide | Conditions | [12 empty] | [ 1, 1 ],[ 2, 2 ] | [8 empty] | mdi:molecule-co2 | [10 empty] | netatmo-laundry | 51 | v3 | Home Coach | Netatmo |  | Laundry
1109 | Enabled | _ | user_interface | column_break | column_break | Column Break | Carbon Dioxide | Conditions |  |  |  | Break | custom:layout-break
1150 | Enabled | Netatmo | sensor | compensation_sensor_ada_noise | compensation_sensor_ada_noise | Ada | Noise | Conditions |  |  |  | Graph | [7 empty] | Continuous | [ 1, 1 ],[ 2, 2 ] | [8 empty] | mdi:volume-high | [10 empty] | netatmo-ada | 51 | v3 | Home Coach | Netatmo |  | Ada
1151 | Enabled | Netatmo | sensor | compensation_sensor_edwin_noise | compensation_sensor_edwin_noise | Edwin | Noise | Conditions |  |  |  | Graph | [7 empty] | Continuous | [ 1, 1 ],[ 2, 2 ] | [8 empty] | mdi:volume-high | [10 empty] | netatmo-edwin | 51 | v3 | Home Coach | Netatmo |  | Edwin
1152 | Enabled | Netatmo | sensor | compensation_sensor_parents_noise | compensation_sensor_parents_noise | Parents | Noise | Conditions |  |  |  | Graph | [7 empty] | Continuous | [ 1, 1 ],[ 2, 2 ] | [8 empty] | mdi:volume-high | [10 empty] | netatmo-parents | 51 | v3 | Home Coach | Netatmo |  | Parents
1153 | Enabled | Netatmo | sensor | compensation_sensor_bertram_2_office_noise | compensation_sensor_bertram_2_office_noise | Office | Noise | Conditions |  |  |  | Graph | [7 empty] | Continuous | [ 1, 1 ],[ 2, 2 ] | [8 empty] | mdi:volume-high | [10 empty] | netatmo-office | 181 | v3 | Weather Station | Netatmo |  | Office
1154 | Enabled | Netatmo | sensor | compensation_sensor_bertram_2_kitchen_noise | compensation_sensor_bertram_2_kitchen_noise | Kitchen | Noise | Conditions |  |  |  | Table | [7 empty] | Continuous | [ 1, 1 ],[ 2, 2 ] | [8 empty] | mdi:volume-high | [10 empty] | netatmo-kitchen | 181 | v3 | Weather Station | Netatmo |  | Kitchen
1155 | Enabled | Netatmo | sensor | compensation_sensor_laundry_noise | compensation_sensor_laundry_noise | Laundry | Noise | Conditions |  |  |  | Table | [7 empty] | Continuous | [ 1, 1 ],[ 2, 2 ] | [8 empty] | mdi:volume-high | [10 empty] | netatmo-laundry | 51 | v3 | Home Coach | Netatmo |  | Laundry
1200 | Enabled | WeeWX | sensor | roof_cloud_base | roof_cloud_base | Roof Cloud Base | Irradiance | Conditions | [18 empty] | measurement | m |  | mdi:cloud-outline | 300 | false |  | cloudbase | haas/entity/sensor/weewx/roof_cloud_base/config | weewx/roof_cloud_base |  | {{ value ¦ float(0) ¦ round(0) }} | 1 |  | weather-station | 3.15 | outdoor | Vantage Pro2 | Davis |  | Roof
1201 | Enabled | WeeWX | sensor | roof_max_solar_radiation | roof_max_solar_radiation | Roof Max Solar Radiation | Irradiance | Conditions | [18 empty] | measurement | wpm² |  | mdi:solar-power | 300 | false |  | maxSolarRad | haas/entity/sensor/weewx/roof_max_solar_radiation/config | weewx/roof_max_solar_radiation |  | {{ value ¦ float(0) ¦ round(0) }} | 1 |  | weather-station | 3.15 | outdoor | Vantage Pro2 | Davis |  | Roof
1250 | Enabled | WeeWX | sensor | roof_barometer_pressure | roof_barometer_pressure | Roof Barometer | Pressure | Conditions | [18 empty] | measurement | mbar | pressure |  | 300 | false |  | barometer | haas/entity/sensor/weewx/roof_barometer_pressure/config | weewx/roof_barometer_pressure |  | {{ value ¦ float(0) ¦ round(0) }} | 1 |  | weather-station | 3.15 | outdoor | Vantage Pro2 | Davis |  | Roof
1251 | Enabled | WeeWX | sensor | roof_pressure | roof_pressure | Roof | Pressure | Conditions | [18 empty] | measurement | mbar | pressure |  | 300 | false |  | pressure | haas/entity/sensor/weewx/roof_pressure/config | weewx/roof_pressure |  | {{ value ¦ float(0) ¦ round(0) }} | 1 |  | weather-station | 3.15 | outdoor | Vantage Pro2 | Davis |  | Roof
1300 | Enabled | WeeWX | sensor | roof_wind_direction | roof_wind_direction | Direction | Wind | Conditions | [18 empty] | measurement | ° |  | mdi:weather-windy | 300 | false |  | windDir | haas/entity/sensor/weewx/roof_wind_direction/config | weewx/roof_wind_direction |  | {{ value ¦ float(0) ¦ round(0) }} | 1 |  | weather-station | 3.15 | outdoor | Vantage Pro2 | Davis |  | Roof
1301 | Enabled | WeeWX | sensor | roof_wind_gust_direction | roof_wind_gust_direction | Gust Direction | Wind | Conditions | [18 empty] | measurement | ° |  | mdi:weather-windy | 300 | false |  | windGustDir | haas/entity/sensor/weewx/roof_wind_gust_direction/config | weewx/roof_wind_gust_direction |  | {{ value ¦ float(0) ¦ round(0) }} | 1 |  | weather-station | 3.15 | outdoor | Vantage Pro2 | Davis |  | Roof
1302 | Enabled | WeeWX | sensor | roof_wind_gust_speed | roof_wind_gust_speed | Gust Speed | Wind | Conditions | [18 empty] | measurement | km/h |  | mdi:weather-windy | 300 | false |  | windGust | haas/entity/sensor/weewx/roof_wind_gust_speed/config | weewx/roof_wind_gust_speed |  | {{ value ¦ float(0) ¦ round(1) }} | 1 |  | weather-station | 3.15 | outdoor | Vantage Pro2 | Davis |  | Roof
1303 | Enabled | WeeWX | sensor | roof_wind_speed_10min | roof_wind_speed_10min | Speed over 10m | Wind | Conditions | [18 empty] | measurement | km/h |  | mdi:weather-windy | 300 | false |  | windSpeed10 | haas/entity/sensor/weewx/roof_wind_speed_10min/config | weewx/roof_wind_speed_10min |  | {{ value ¦ float(0) ¦ round(1) }} | 1 |  | weather-station | 3.15 | outdoor | Vantage Pro2 | Davis |  | Roof
1304 | Enabled | WeeWX | sensor | roof_wind_samples | roof_wind_samples | Samples | Wind | Conditions | [18 empty] | measurement |  |  | mdi:weather-windy | 300 | false |  | wind_samples | haas/entity/sensor/weewx/roof_wind_samples/config | weewx/roof_wind_samples |  | {{ value ¦ int(0) }} | 1 |  | weather-station | 3.15 | outdoor | Vantage Pro2 | Davis |  | Roof
1305 | Enabled | WeeWX | sensor | roof_wind_run | roof_wind_run | Run | Wind | Conditions | [18 empty] | measurement | km |  | mdi:weather-windy | 300 | false |  | windrun | haas/entity/sensor/weewx/roof_wind_run/config | weewx/roof_wind_run |  | {{ value ¦ float(0) ¦ round(1) }} | 1 |  | weather-station | 3.15 | outdoor | Vantage Pro2 | Davis |  | Roof
1306 | Enabled | WeeWX | sensor | roof_wind_speed | roof_wind_speed | Speed | Wind | Conditions | [18 empty] | measurement | km/h |  | mdi:weather-windy | 300 | false |  | windSpeed | haas/entity/sensor/weewx/roof_wind_speed/config | weewx/roof_wind_speed |  | {{ value ¦ float(0) ¦ round(1) }} | 1 |  | weather-station | 3.15 | outdoor | Vantage Pro2 | Davis |  | Roof
1350 | Enabled | WeeWX | sensor | roof_rain_rate | roof_rain_rate | Rate | Rain | Water |  |  |  | Graph | [14 empty] | measurement | mm/h |  | mdi:weather-pouring | 300 | false |  | rainRate | haas/entity/sensor/weewx/roof_rain_rate/config | weewx/roof_rain_rate |  | {{ (value ¦ float(0) * 10) ¦ round(2) }} | 1 |  | weather-station | 3.15 | outdoor | Vantage Pro2 | Davis |  | Roof
1351 | Enabled | WeeWX | sensor | roof_hourly_rain | roof_hourly_rain | Hourly | Rain | Water |  |  |  | Table | [7 empty] | Continuous | [6 empty] | total | mm |  | mdi:weather-pouring | 300 | false |  | hourRain | haas/entity/sensor/weewx/roof_hourly_rain/config | weewx/roof_hourly_rain |  | {{ (value ¦ float(0) * 10) ¦ round(2) }} | 1 |  | weather-station | 3.15 | outdoor | Vantage Pro2 | Davis |  | Roof
1352 | Enabled | _ | user_interface | graph_break | graph_break | Graph Break | Rain | Water | [11 empty] | Continuous
1353 | Enabled | WeeWX | sensor | roof_daily_rain | roof_daily_rain | Daily | Rain | Water |  |  |  | Table | [7 empty] | Continuous | [6 empty] | total | mm |  | mdi:weather-pouring | 300 | false |  | dayRain | haas/entity/sensor/weewx/roof_daily_rain/config | weewx/roof_daily_rain |  | {{ (value ¦ float(0) * 10) ¦ round(2) }} | 1 |  | weather-station | 3.15 | outdoor | Vantage Pro2 | Davis |  | Roof
1354 | Enabled | WeeWX | sensor | roof_24hour_rain | roof_24hour_rain | 24 Hour | Rain | Water | [18 empty] | total | mm |  | mdi:weather-pouring | 300 | false |  | rain24 | haas/entity/sensor/weewx/roof_24hour_rain/config | weewx/roof_24hour_rain |  | {{ (value ¦ float(0) * 10) ¦ round(2) }} | 1 |  | weather-station | 3.15 | outdoor | Vantage Pro2 | Davis |  | Roof
1355 | Todo | Automation | sensor | roof_weekly_rain | roof_weekly_rain | Weekly | Rain | Water |  |  |  | Table
1356 | Enabled | WeeWX | sensor | roof_monthly_rain | roof_monthly_rain | Monthly | Rain | Water |  |  |  | Table | [14 empty] | total | cm |  | mdi:weather-pouring | 300 | false |  | monthRain | haas/entity/sensor/weewx/roof_monthly_rain/config | weewx/roof_monthly_rain |  | {{ value ¦ float(0) ¦ round(2) }} | 1 |  | weather-station | 3.15 | outdoor | Vantage Pro2 | Davis |  | Roof
1357 | Enabled | _ | user_interface | graph_break | graph_break | Graph Break | Rain | Water | [11 empty] | Continuous
1358 | Enabled | WeeWX | sensor | roof_yearly_rain | roof_yearly_rain | Yearly | Rain | Water |  |  |  | Table | [7 empty] | Continuous | [6 empty] | total | cm |  | mdi:weather-pouring | 300 | false |  | yearRain | haas/entity/sensor/weewx/roof_yearly_rain/config | weewx/roof_yearly_rain |  | {{ value ¦ float(0) ¦ round(2) }} | 1 |  | weather-station | 3.15 | outdoor | Vantage Pro2 | Davis |  | Roof
1359 | Enabled | WeeWX | sensor | roof_rain | roof_rain | Total | Rain | Water | [18 empty] | total_increasing | cm |  | mdi:weather-pouring | 300 | false |  | rain | haas/entity/sensor/weewx/roof_rain/config | weewx/roof_rain |  | {{ value ¦ float(0) ¦ round(2) }} | 1 |  | weather-station | 3.15 | outdoor | Vantage Pro2 | Davis |  | Roof
1360 | Enabled | WeeWX | sensor | roof_storm_rain | roof_storm_rain | Storm | Rain | Water | [18 empty] | measurement | cm |  | mdi:weather-pouring | 300 | false |  | stormRain | haas/entity/sensor/weewx/roof_storm_rain/config | weewx/roof_storm_rain |  | {{ value ¦ float(0) ¦ round(2) }} | 1 |  | weather-station | 3.15 | outdoor | Vantage Pro2 | Davis |  | Roof
1400 | Enabled | Automation | input_boolean | home_security | home_security | Secure | Routines | Control | Secure,Secure Mode |  |  | Table_NoToggle | [17 empty] | mdi:shield-home | [16 empty] | Home | Abode
1401 | Enabled | Automation | input_boolean | home_movie | home_movie | Movie | Routines | Control | Movie,Movie Mode |  |  | Table_NoToggle | [17 empty] | mdi:youtube-tv | [16 empty] | Home | Abode
1402 | Enabled | Automation | input_boolean | home_sleep | home_sleep | Sleep | Routines | Control | Sleep,Sleep Mode |  |  | Table_NoToggle | [17 empty] | mdi:chat-sleep | [16 empty] | Home | Abode
1403 | Enabled | Automation | input_boolean | home_reset | home_reset | Reset | Routines | Control | Reset,Reset Mode |  |  | Table_NoToggle | [17 empty] | mdi:refresh-circle | [16 empty] | Home | Abode
1404 | Enabled | Action | action | home_secure_back_door_off | home_secure_back_door_off | Unlock back door | Routines | Control |  | input_boolean.back_door_lock_security | input_boolean.turn_off | [18 empty] | mdi:lock-open
1405 | Enabled | Action | action | home_secure_front_door_off | home_secure_front_door_off | Unlock front door | Routines | Control |  | input_boolean.front_door_lock_security | input_boolean.turn_off | [18 empty] | mdi:lock-open
1406 | Enabled | Action | action | home_sleep_on | home_sleep_on | Sleep mode on | Routines | Control |  | input_boolean.home_sleep | input_boolean.turn_on | [18 empty] | mdi:chat-sleep
1407 | Enabled | Action | action | home_sleep_off | home_sleep_off | Sleep mode off | Routines | Control |  | input_boolean.home_sleep | input_boolean.turn_off | [18 empty] | mdi:chat-sleep-outline
1408 | Enabled | _ | user_interface | column_break | column_break | Column Break | Routines | Control |  |  |  | Break | custom:layout-break
1500 | Enabled | SenseMe | fan | ada_fan | ada_fan | Ada | Fans | Control | Fan,s Fan |  |  | Table |  | True | Home | Home Base | Fans | Ada Fans | standby_power: 1.3 linear: min_power: 2.5 max_power: 31.1 | [10 empty] | mdi:fan | [10 empty] | senseme-ada-fan | 2.7.3 | fan | I-Series | SenseMe |  | Ada |  | net_Isolated_br6_10-0-6-0-24 | 20:f8:5e:d7:19:e0 | 10.0.6.60 |  |  | [["mac", "20:f8:5e:d7:19:e0"], ["ip", "10.0.6.60"]]
1501 | Enabled | SenseMe | fan | edwin_fan | edwin_fan | Edwin | Fans | Control | Fan,s Fan |  |  | Table |  | True | Home | Home Base | Fans | Edwin Fans | standby_power: 1.3 linear: min_power: 2.5 max_power: 31.1 | [10 empty] | mdi:fan | [10 empty] | senseme-edwin-fan | 2.7.3 | fan | I-Series | SenseMe |  | Edwin |  | net_Isolated_br6_10-0-6-0-24 | 20:f8:5e:d7:26:1c | 10.0.6.61 |  |  | [["mac", "20:f8:5e:d7:26:1c"], ["ip", "10.0.6.61"]]
1502 | Enabled | SenseMe | fan | parents_fan | parents_fan | Parents | Fans | Control | Fan |  |  | Table |  | True | Home | Home Base | Fans | Parents Fans | standby_power: 1.3 linear: min_power: 2.5 max_power: 31.1 | [10 empty] | mdi:fan | [10 empty] | senseme-parents-fan | 2.7.3 | fan | I-Series | SenseMe |  | Parents |  | net_Isolated_br6_10-0-6-0-24 | 20:f8:5e:d8:a5:6b | 10.0.6.62 |  |  | [["mac", "20:f8:5e:d8:a5:6b"], ["ip", "10.0.6.62"]]
1503 | Enabled | Powercalc Proxy | binary_sensor | template_kitchen_fan_plug_proxy | template_kitchen_fan_plug_proxy | Kitchen | Fans | Control | [5 empty] | True | Home | Home Base | Fans | Kitchen Fans | standby_power: 1.54 unavailable_power: 0 fixed: power: 2.19 | [23 empty] | switch | HS110 | TPLink |  | Kitchen
1504 | Enabled | TPLink | switch | kitchen_fan_plug | kitchen_fan_plug | Kitchen | Fans | Control | Fan |  |  | Table |  | True | Home | Home Base | Fans | Kitchen Fans | power_sensor_id: sensor.kitchen_fan_plug_current_consumption force_energy_sensor_creation: true | [10 empty] | mdi:fan | [10 empty] | tplink-kitchen-fan | 1.5.7 | fan | HS110 | TPLink | {"led": "False"} | Kitchen |  | net_Isolated_br6_10-0-6-0-24 | ac:84:c6:0d:1b:9c | 10.0.6.87 |  |  | [["mac", "ac:84:c6:0d:1b:9c"], ["ip", "10.0.6.87"]]
1505 | Enabled | SenseMe | fan | lounge_fan | lounge_fan | Lounge | Fans | Control | Fan |  |  | Table |  | True | Home | Home Base | Fans | Lounge Fans | standby_power: 1.3 linear: min_power: 2.5 max_power: 31.1 | [10 empty] | mdi:fan | [10 empty] | senseme-lounge-fan | 2.7.3 | fan | I-Series | SenseMe |  | Lounge |  | net_Isolated_br6_10-0-6-0-24 | 20:f8:5e:d9:11:77 | 10.0.6.63 |  |  | [["mac", "20:f8:5e:d9:11:77"], ["ip", "10.0.6.63"]]
1506 | Enabled | SenseMe | fan | deck_fan | deck_fan | Deck | Fans | Control | Fans,Fan |  |  | Table | [17 empty] | mdi:fan | [16 empty] | Deck
1507 | Enabled | SenseMe | fan | deck_east_fan | deck_east_fan | Deck East | Fans | Control | [5 empty] | True | Home | Home Base | Fans | Deck Fans | standby_power: 1.3 linear: min_power: 2.5 max_power: 31.1 | [10 empty] | mdi:fan | [10 empty] | senseme-deck-east-fan | 2.7.3 | east-fan | I-Series | SenseMe |  | Deck |  | net_Isolated_br6_10-0-6-0-24 | 20:f8:5e:1e:ea:a0 | 10.0.6.64 |  |  | [["mac", "20:f8:5e:1e:ea:a0"], ["ip", "10.0.6.64"]]
1508 | Enabled | SenseMe | fan | deck_west_fan | deck_west_fan | Deck West | Fans | Control | [5 empty] | True | Home | Home Base | Fans | Deck Fans | standby_power: 1.3 linear: min_power: 2.5 max_power: 31.1 | [10 empty] | mdi:fan | [10 empty] | senseme-deck-west-fan | 2.7.3 | west-fan | I-Series | SenseMe |  | Deck |  | net_Isolated_br6_10-0-6-0-24 | 20:f8:5e:1e:da:35 | 10.0.6.65 |  |  | [["mac", "20:f8:5e:1e:da:35"], ["ip", "10.0.6.65"]]
1509 | Enabled | _ | user_interface | column_break | column_break | Column Break | Fans | Control |  |  |  | Break | custom:layout-break
1600 | Enabled | SenseMe | light | ada_fan | ada_fan | Ada Main | Lights | Control | Main Light,s Main Light |  |  | Table |  | True | Home | Home Base | Lights | Ada Lights | name: Ada Main Fan Light unique_id: ada_main_light_fan linear: min_power: 0.5 max_power: 16.3 | [10 empty] | mdi:lightbulb-group | [16 empty] | Ada
1601 | Enabled | Phillips | light | ada_lamp | ada_lamp | Ada Lamp | Lights | Control | Lamp | switch.adaptive_lighting_task |  | Table | [9 empty] | Group | 100 | transition: 1 optimistic: true off_state: 'all_members_off' | { "hue_power_on_behavior": "on", "hue_power_on_brightness": 254, "hue_power_on_color_temperature": 65535, "color_temp_startup": 65535 } |  |  |  |  | mdi:lightbulb-group | [9 empty] | https://zigbee2mqtt.janeandgraham.com/#/group/100 | ada-lamp | 67.88.1 | lamp | LTW001 | Phillips |  | Ada | Zombie
1602 | Enabled | Phillips | light | ada_lamp_bulb_1 | ada_lamp_bulb_1 |  | Lights | [6 empty] | True | Home | Home Base | Lights | Ada Lights |  |  |  | Device | 100 | homeassistant: expire_after: 3600 | { "hue_power_on_behavior": "on", "hue_power_on_brightness": 254, "hue_power_on_color_temperature": 65535, "color_temp_startup": 65535 } | [14 empty] | https://zigbee2mqtt.janeandgraham.com/#/device/0x0017880103433075 | ada-lamp-bulb-1 | 67.88.1 | lamp-bulb-1 | LTW001 | Phillips |  | Ada | Zombie |  | 0x0017880103433075 |  |  |  | [["mac", "0x0017880103433075"]]
1603 | Enabled | Phillips | light | edwin_lamp | edwin_lamp | Edwin Lamp | Lights | Control | Lamp | switch.adaptive_lighting_task |  | Table | [9 empty] | Group | 101 | transition: 1 optimistic: true off_state: 'all_members_off' | { "hue_power_on_behavior": "on", "hue_power_on_brightness": 254, "hue_power_on_color_temperature": 65535, "color_temp_startup": 65535 } |  |  |  |  | mdi:lightbulb-group | [9 empty] | https://zigbee2mqtt.janeandgraham.com/#/group/101 | edwin-lamp | 67.88.1 | lamp | LTW001 | Phillips |  | Edwin | Zombie
1604 | Enabled | Phillips | light | edwin_lamp_bulb_1 | edwin_lamp_bulb_1 |  | Lights | [6 empty] | True | Home | Home Base | Lights | Edwin Lights |  |  |  | Device | 101 | homeassistant: expire_after: 3600 | { "hue_power_on_behavior": "on", "hue_power_on_brightness": 254, "hue_power_on_color_temperature": 65535, "color_temp_startup": 65535 } | [14 empty] | https://zigbee2mqtt.janeandgraham.com/#/device/0x0017880102b8fd87 | edwin-lamp-bulb-1 | 67.88.1 | lamp-bulb-1 | LTW001 | Phillips |  | Edwin | Zombie |  | 0x0017880102b8fd87 |  |  |  | [["mac", "0x0017880102b8fd87"]]
1605 | Enabled | SenseMe | light | edwin_fan | edwin_fan | Edwin Main | Lights | Control | Main Light,s Main Light |  |  | Table |  | True | Home | Home Base | Lights | Edwin Lights | name: Edwin Main Fan Light unique_id: edwin_main_light_fan linear: min_power: 0.5 max_power: 16.3 | [10 empty] | mdi:lightbulb-group | [16 empty] | Edwin
1606 | Enabled | Phillips | light | edwin_night_light | edwin_night_light | Edwin Night Light | Lights | Control | Night Light | switch.adaptive_lighting_night |  | Table | [9 empty] | Group | 102 | transition: 1 optimistic: true off_state: 'all_members_off' | { "hue_power_on_behavior": "on", "hue_power_on_brightness": 3, "hue_power_on_color_temperature": 500, "color_temp_startup": 500 } |  |  |  |  | mdi:lightbulb-group | [9 empty] | https://zigbee2mqtt.janeandgraham.com/#/group/102 | edwin-night-light | 1.88.1 | night-light | LCT012 | Phillips |  | Edwin | Zombie
1607 | Enabled | Phillips | light | edwin_night_light_bulb_1 | edwin_night_light_bulb_1 |  | Lights | [6 empty] | True | Home | Home Base | Lights | Edwin Lights |  |  |  | Device | 102 | homeassistant: expire_after: 3600 | { "hue_power_on_behavior": "on", "hue_power_on_brightness": 3, "hue_power_on_color_temperature": 500, "color_temp_startup": 500 } | [14 empty] | https://zigbee2mqtt.janeandgraham.com/#/device/0x001788010343c36f | edwin-night-light-bulb-1 | 1.88.1 | night-light-bulb-1 | LCT012 | Phillips |  | Edwin | Zombie |  | 0x001788010343c36f |  |  |  | [["mac", "0x001788010343c36f"]]
1608 | Enabled | Phillips | light | hallway_main | hallway_main | Hallway Main | Lights | Control | Main Lights,Main Light | switch.adaptive_lighting_ambient_narrowband |  | Table | [9 empty] | Group | 103 | transition: 1 optimistic: true off_state: 'all_members_off' | { "hue_power_on_behavior": "on", "hue_power_on_brightness": 254, "hue_power_on_color_temperature": 65535, "color_temp_startup": 65535 } |  |  |  |  | mdi:lightbulb-group | [9 empty] | https://zigbee2mqtt.janeandgraham.com/#/group/103 | hallway-main | 1.88.1 | main | LCT012 | Phillips |  | Hallway
1609 | Enabled | Phillips | light | hallway_main_bulb_1 | hallway_main_bulb_1 |  | Lights | [6 empty] | True | Home | Home Base | Lights | Hallway Lights |  |  |  | Device | 103 | homeassistant: expire_after: 3600 | { "hue_power_on_behavior": "on", "hue_power_on_brightness": 254, "hue_power_on_color_temperature": 65535, "color_temp_startup": 65535 } | [14 empty] | https://zigbee2mqtt.janeandgraham.com/#/device/0x00178801043283b0 | hallway-main-bulb-1 | 1.88.1 | main-bulb-1 | LCT012 | Phillips |  | Hallway |  |  | 0x00178801043283b0 |  |  |  | [["mac", "0x00178801043283b0"]]
1610 | Enabled | Phillips | light | hallway_main_bulb_2 | hallway_main_bulb_2 |  | Lights | [6 empty] | True | Home | Home Base | Lights | Hallway Lights |  |  |  | Device | 103 | homeassistant: expire_after: 3600 | { "hue_power_on_behavior": "on", "hue_power_on_brightness": 254, "hue_power_on_color_temperature": 65535, "color_temp_startup": 65535 } | [14 empty] | https://zigbee2mqtt.janeandgraham.com/#/device/0x0017880104329975 | hallway-main-bulb-2 | 1.88.1 | main-bulb-2 | LCT012 | Phillips |  | Hallway |  |  | 0x0017880104329975 |  |  |  | [["mac", "0x0017880104329975"]]
1611 | Enabled | Phillips | light | hallway_main_bulb_3 | hallway_main_bulb_3 |  | Lights | [6 empty] | True | Home | Home Base | Lights | Hallway Lights |  |  |  | Device | 103 | homeassistant: expire_after: 3600 | { "hue_power_on_behavior": "on", "hue_power_on_brightness": 254, "hue_power_on_color_temperature": 65535, "color_temp_startup": 65535 } | [14 empty] | https://zigbee2mqtt.janeandgraham.com/#/device/0x001788010432996f | hallway-main-bulb-3 | 1.88.1 | main-bulb-3 | LCT012 | Phillips |  | Hallway |  |  | 0x001788010432996f |  |  |  | [["mac", "0x001788010432996f"]]
1612 | Enabled | Phillips | light | hallway_main_bulb_4 | hallway_main_bulb_4 |  | Lights | [6 empty] | True | Home | Home Base | Lights | Hallway Lights |  |  |  | Device | 103 | homeassistant: expire_after: 3600 | { "hue_power_on_behavior": "on", "hue_power_on_brightness": 254, "hue_power_on_color_temperature": 65535, "color_temp_startup": 65535 } | [14 empty] | https://zigbee2mqtt.janeandgraham.com/#/device/0x001788010444db4e | hallway-main-bulb-4 | 1.88.1 | main-bulb-4 | LCT012 | Phillips |  | Hallway |  |  | 0x001788010444db4e |  |  |  | [["mac", "0x001788010444db4e"]]
1613 | Enabled | IKEA | light | hallway_sconces | hallway_sconces | Hallway Sconces | Lights | Control | Sconces | switch.adaptive_lighting_ambient_narrowband |  | Table | [9 empty] | Group | 120 | transition: 1 optimistic: true off_state: 'all_members_off' | { "power_on_behavior": "on", "color_temp_startup": 65535 } |  |  |  |  | mdi:lightbulb-group | [10 empty] | hallway-sconces | 1.0.012 | sconces | TRADFRI 470 lm | IKEA |  | Hallway
1614 | Enabled | IKEA | light | hallway_sconces_bulb_1 | hallway_sconces_bulb_1 |  | Lights | [6 empty] | True | Home | Home Base | Lights | Hallway Lights |  |  |  | Device | 120 | homeassistant: expire_after: 3600 | { "power_on_behavior": "on", "color_temp_startup": 65535 } | [15 empty] | hallway-sconces-bulb-1 | 1.0.012 | sconces-bulb-1 | TRADFRI 470 lm | IKEA |  | Hallway |  |  | 0x2c1165fffe12d5c4 |  |  |  | [["mac", "0x2c1165fffe12d5c4"]]
1615 | Enabled | IKEA | light | hallway_sconces_bulb_1 | hallway_sconces_bulb_1 |  | Lights | [6 empty] | True | Home | Home Base | Lights | Hallway Lights |  |  |  | Device | 120 | homeassistant: expire_after: 3600 | { "power_on_behavior": "on", "color_temp_startup": 65535 } | [15 empty] | hallway-sconces-bulb-2 | 1.0.012 | sconces-bulb-2 | TRADFRI 470 lm | IKEA |  | Hallway |  |  | 0x2c1165fffe109407 |  |  |  | [["mac", "0x2c1165fffe109407"]]
1616 | Enabled | Phillips | light | dining_main | dining_main | Dining Main | Lights | Control | Main Lights,Main Light | switch.adaptive_lighting_ambient |  | Table | [9 empty] | Group | 104 | transition: 1 optimistic: true off_state: 'all_members_off' | { "hue_power_on_behavior": "on", "hue_power_on_brightness": 254, "hue_power_on_color_temperature": 65535, "color_temp_startup": 65535 } |  |  |  |  | mdi:lightbulb-group | [9 empty] | https://zigbee2mqtt.janeandgraham.com/#/group/104 | dining-main | 1.88.1 | main | LCT012 | Phillips |  | Dining
1617 | Enabled | Phillips | light | dining_main_bulb_1 | dining_main_bulb_1 |  | Lights | [6 empty] | True | Home | Home Base | Lights | Dining Lights |  |  |  | Device | 104 | homeassistant: expire_after: 3600 | { "hue_power_on_behavior": "on", "hue_power_on_brightness": 254, "hue_power_on_color_temperature": 65535, "color_temp_startup": 65535 } | [14 empty] | https://zigbee2mqtt.janeandgraham.com/#/device/0x00178801039f69d5 | dining-main-bulb-1 | 1.88.1 | main-bulb-1 | LCT012 | Phillips |  | Dining |  |  | 0x00178801039f69d5 |  |  |  | [["mac", "0x00178801039f69d5"]]
1618 | Enabled | Phillips | light | dining_main_bulb_2 | dining_main_bulb_2 |  | Lights | [6 empty] | True | Home | Home Base | Lights | Dining Lights |  |  |  | Device | 104 | homeassistant: expire_after: 3600 | { "hue_power_on_behavior": "on", "hue_power_on_brightness": 254, "hue_power_on_color_temperature": 65535, "color_temp_startup": 65535 } | [14 empty] | https://zigbee2mqtt.janeandgraham.com/#/device/0x00178801039f56c4 | dining-main-bulb-2 | 1.88.1 | main-bulb-2 | LCT012 | Phillips |  | Dining |  |  | 0x00178801039f56c4 |  |  |  | [["mac", "0x00178801039f56c4"]]
1619 | Enabled | Phillips | light | dining_main_bulb_3 | dining_main_bulb_3 |  | Lights | [6 empty] | True | Home | Home Base | Lights | Dining Lights |  |  |  | Device | 104 | homeassistant: expire_after: 3600 | { "hue_power_on_behavior": "on", "hue_power_on_brightness": 254, "hue_power_on_color_temperature": 65535, "color_temp_startup": 65535 } | [14 empty] | https://zigbee2mqtt.janeandgraham.com/#/device/0x00178801039f584a | dining-main-bulb-3 | 1.88.1 | main-bulb-3 | LCT012 | Phillips |  | Dining |  |  | 0x00178801039f584a |  |  |  | [["mac", "0x00178801039f584a"]]
1620 | Enabled | Phillips | light | dining_main_bulb_4 | dining_main_bulb_4 |  | Lights | [6 empty] | True | Home | Home Base | Lights | Dining Lights |  |  |  | Device | 104 | homeassistant: expire_after: 3600 | { "hue_power_on_behavior": "on", "hue_power_on_brightness": 254, "hue_power_on_color_temperature": 65535, "color_temp_startup": 65535 } | [14 empty] | https://zigbee2mqtt.janeandgraham.com/#/device/0x00178801039f69d4 | dining-main-bulb-4 | 1.88.1 | main-bulb-4 | LCT012 | Phillips |  | Dining |  |  | 0x00178801039f69d4 |  |  |  | [["mac", "0x00178801039f69d4"]]
1621 | Enabled | Phillips | light | dining_main_bulb_5 | dining_main_bulb_5 |  | Lights | [6 empty] | True | Home | Home Base | Lights | Dining Lights |  |  |  | Device | 104 | homeassistant: expire_after: 3600 | { "hue_power_on_behavior": "on", "hue_power_on_brightness": 254, "hue_power_on_color_temperature": 65535, "color_temp_startup": 65535 } | [14 empty] | https://zigbee2mqtt.janeandgraham.com/#/device/0x00178801039f574e | dining-main-bulb-5 | 1.88.1 | main-bulb-5 | LCT012 | Phillips |  | Dining |  |  | 0x00178801039f574e |  |  |  | [["mac", "0x00178801039f574e"]]
1622 | Enabled | Phillips | light | dining_main_bulb_6 | dining_main_bulb_6 |  | Lights | [6 empty] | True | Home | Home Base | Lights | Dining Lights |  |  |  | Device | 104 | homeassistant: expire_after: 3600 | { "hue_power_on_behavior": "on", "hue_power_on_brightness": 254, "hue_power_on_color_temperature": 65535, "color_temp_startup": 65535 } | [14 empty] | https://zigbee2mqtt.janeandgraham.com/#/device/0x00178801039f4eed | dining-main-bulb-6 | 1.88.1 | main-bulb-6 | LCT012 | Phillips |  | Dining |  |  | 0x00178801039f4eed |  |  |  | [["mac", "0x00178801039f4eed"]]
1623 | Enabled | Phillips | light | lounge_main | lounge_main | Lounge Main | Lights | Control | Main Lights,Main Light | switch.adaptive_lighting_ambient |  | Table | [9 empty] | Group | 105 | transition: 1 optimistic: true off_state: 'all_members_off' | { "hue_power_on_behavior": "on", "hue_power_on_brightness": 254, "hue_power_on_color_temperature": 65535, "color_temp_startup": 65535 } |  |  |  |  | mdi:lightbulb-group | [9 empty] | https://zigbee2mqtt.janeandgraham.com/#/group/105 | lounge-main | 1.88.1 | main | LCT012 | Phillips |  | Lounge
1624 | Enabled | Phillips | light | lounge_main_bulb_1 | lounge_main_bulb_1 |  | Lights | [6 empty] | True | Home | Home Base | Lights | Lounge Lights |  |  |  | Device | 105 | homeassistant: expire_after: 3600 | { "hue_power_on_behavior": "on", "hue_power_on_brightness": 254, "hue_power_on_color_temperature": 65535, "color_temp_startup": 65535 } | [14 empty] | https://zigbee2mqtt.janeandgraham.com/#/device/0x00178801039f6b78 | lounge-main-bulb-1 | 1.88.1 | main-bulb-1 | LCT012 | Phillips |  | Lounge |  |  | 0x00178801039f6b78 |  |  |  | [["mac", "0x00178801039f6b78"]]
1625 | Enabled | Phillips | light | lounge_main_bulb_2 | lounge_main_bulb_2 |  | Lights | [6 empty] | True | Home | Home Base | Lights | Lounge Lights |  |  |  | Device | 105 | homeassistant: expire_after: 3600 | { "hue_power_on_behavior": "on", "hue_power_on_brightness": 254, "hue_power_on_color_temperature": 65535, "color_temp_startup": 65535 } | [14 empty] | https://zigbee2mqtt.janeandgraham.com/#/device/0x001788010444ef85 | lounge-main-bulb-2 | 1.88.1 | main-bulb-2 | LCT012 | Phillips |  | Lounge |  |  | 0x001788010444ef85 |  |  |  | [["mac", "0x001788010444ef85"]]
1626 | Enabled | Phillips | light | lounge_main_bulb_3 | lounge_main_bulb_3 |  | Lights | [6 empty] | True | Home | Home Base | Lights | Lounge Lights |  |  |  | Device | 105 | homeassistant: expire_after: 3600 | { "hue_power_on_behavior": "on", "hue_power_on_brightness": 254, "hue_power_on_color_temperature": 65535, "color_temp_startup": 65535 } | [14 empty] | https://zigbee2mqtt.janeandgraham.com/#/device/0x00178801039f6b4a | lounge-main-bulb-3 | 1.88.1 | main-bulb-3 | LCT012 | Phillips |  | Lounge |  |  | 0x00178801039f6b4a |  |  |  | [["mac", "0x00178801039f6b4a"]]
1627 | Enabled | SenseMe | light | lounge_fan | lounge_fan | Lounge Fan | Lights | Control | Fan Light |  |  | Table |  | True | Home | Home Base | Lights | Lounge Lights | name: Lounge Fan Light unique_id: lounge_light_fan linear: min_power: 0.5 max_power: 16.3 | [10 empty] | mdi:lightbulb-group | [16 empty] | Lounge | Zombie
1628 | Enabled | Phillips | light | lounge_lamp | lounge_lamp | Lounge Lamp | Lights | Control | Lamp | switch.adaptive_lighting_task |  | Table | [9 empty] | Group | 114 | transition: 1 optimistic: true off_state: 'all_members_off' | { "hue_power_on_behavior": "on", "hue_power_on_brightness": 254, "hue_power_on_color_temperature": 65535, "color_temp_startup": 65535 } |  |  |  |  | mdi:lightbulb-group | [9 empty] | https://zigbee2mqtt.janeandgraham.com/#/group/114 | lounge-lamp | 1.88.1 | lamp | LCT012 | Phillips |  | Lounge | Zombie
1629 | Enabled | Phillips | light | lounge_lamp_bulb_1 | lounge_lamp_bulb_1 |  | Lights | [6 empty] | True | Home | Home Base | Lights | Lounge Lights |  |  |  | Device | 114 | homeassistant: expire_after: 3600 | { "hue_power_on_behavior": "on", "hue_power_on_brightness": 3, "hue_power_on_color_temperature": 500, "color_temp_startup": 500 } | [14 empty] | https://zigbee2mqtt.janeandgraham.com/#/device/0x0017880106bc4f2d | lounge-lamp-bulb-1 | 1.88.1 | lamp-bulb-1 | LCT012 | Phillips |  | Lounge | Zombie |  | 0x0017880106bc4f2d |  |  |  | [["mac", "0x0017880106bc4f2d"]]
1630 | Enabled | Phillips | light | parents_main | parents_main | Parents Main | Lights | Control | Main Lights,Main Light | switch.adaptive_lighting_ambient_dimming |  | Table | [9 empty] | Group | 106 | transition: 1 optimistic: true off_state: 'all_members_off' | { "hue_power_on_behavior": "on", "hue_power_on_brightness": 3, "hue_power_on_color_temperature": 65535, "color_temp_startup": 65535 } |  |  |  |  | mdi:lightbulb-group | [9 empty] | https://zigbee2mqtt.janeandgraham.com/#/group/106 | parents-main | 1.88.1 | main | LCT012 | Phillips |  | Parents
1631 | Enabled | Phillips | light | parents_main_bulb_1 | parents_main_bulb_1 |  | Lights | [6 empty] | True | Home | Home Base | Lights | Parents Lights |  |  |  | Device | 106 | homeassistant: expire_after: 3600 | { "hue_power_on_behavior": "on", "hue_power_on_brightness": 3, "hue_power_on_color_temperature": 65535, "color_temp_startup": 65535 } | [14 empty] | https://zigbee2mqtt.janeandgraham.com/#/device/0x00178801039f585a | parents-main-bulb-1 | 1.88.1 | main-bulb-1 | LCT012 | Phillips |  | Parents |  |  | 0x00178801039f585a |  |  |  | [["mac", "0x00178801039f585a"]]
1632 | Enabled | Phillips | light | parents_main_bulb_2 | parents_main_bulb_2 |  | Lights | [6 empty] | True | Home | Home Base | Lights | Parents Lights |  |  |  | Device | 106 | homeassistant: expire_after: 3600 | { "hue_power_on_behavior": "on", "hue_power_on_brightness": 3, "hue_power_on_color_temperature": 65535, "color_temp_startup": 65535 } | [14 empty] | https://zigbee2mqtt.janeandgraham.com/#/device/0x00178801039f69d1 | parents-main-bulb-2 | 1.88.1 | main-bulb-2 | LCT012 | Phillips |  | Parents |  |  | 0x00178801039f69d1 |  |  |  | [["mac", "0x00178801039f69d1"]]
1633 | Enabled | Phillips | light | parents_main_bulb_3 | parents_main_bulb_3 |  | Lights | [6 empty] | True | Home | Home Base | Lights | Parents Lights |  |  |  | Device | 106 | homeassistant: expire_after: 3600 | { "hue_power_on_behavior": "on", "hue_power_on_brightness": 3, "hue_power_on_color_temperature": 65535, "color_temp_startup": 65535 } | [14 empty] | https://zigbee2mqtt.janeandgraham.com/#/device/0x001788010432a064 | parents-main-bulb-3 | 1.88.1 | main-bulb-3 | LCT012 | Phillips |  | Parents |  |  | 0x001788010432a064 |  |  |  | [["mac", "0x001788010432a064"]]
1634 | Enabled | IKEA | light | parents_jane_bedside | parents_jane_bedside | Jane Bedside | Lights | Control | Sconces,Bedside,Jane,Jane Bedside | switch.adaptive_lighting_task_narrowband |  | Table | [9 empty] | Group | 119 | transition: 1 optimistic: true off_state: 'all_members_off' | { "power_on_behavior": "on", "color_temp_startup": 65535 } |  |  |  |  | mdi:lightbulb-group | [10 empty] | parents-jane-bedside | 1.0.012 | jane-bedside | TRADFRI 470 lm | IKEA |  | Parents | Zombie
1635 | Enabled | IKEA | light | parents_jane_bedside_bulb_1 | parents_jane_bedside_bulb_1 |  | Lights | [6 empty] | True | Home | Home Base | Lights | Parents Lights |  |  |  | Device | 119 | homeassistant: expire_after: 3600 | { "power_on_behavior": "on", "color_temp_startup": 65535 } | [15 empty] | parents-jane-bedside-bulb-1 | 1.0.012 | jane-bedside-bulb-1 | TRADFRI 470 lm | IKEA |  | Parents | Zombie |  | 0x2c1165fffeb07271 |  |  |  | [["mac", "0x2c1165fffeb07271"]]
1636 | Enabled | IKEA | light | parents_graham_bedside | parents_graham_bedside | Graham Bedside | Lights | Control | Sconces,Bedside,Graham,Graham Bedside | switch.adaptive_lighting_task_narrowband |  | Table | [9 empty] | Group | 122 | transition: 1 optimistic: true off_state: 'all_members_off' | { "power_on_behavior": "on", "color_temp_startup": 65535 } |  |  |  |  | mdi:lightbulb-group | [10 empty] | parents-graham-bedside | 1.0.012 | graham-bedside | TRADFRI 470 lm | IKEA |  | Parents | Zombie
1637 | Enabled | IKEA | light | parents_graham_bedside_bulb_1 | parents_graham_bedside_bulb_1 |  | Lights | [6 empty] | True | Home | Home Base | Lights | Parents Lights |  |  |  | Device | 122 | homeassistant: expire_after: 3600 | { "power_on_behavior": "on", "color_temp_startup": 65535 } | [15 empty] | parents-graham-bedside-bulb-1 | 1.0.012 | graham-bedside-bulb-1 | TRADFRI 470 lm | IKEA |  | Parents | Zombie |  | 0x2c1165fffea8c4d8 |  |  |  | [["mac", "0x2c1165fffea8c4d8"]]
1638 | Enabled | Phillips | light | study_lamp | study_lamp | Study Lamp | Lights | Control | Lamp | switch.adaptive_lighting_task |  | Table | [9 empty] | Group | 117 | transition: 1 optimistic: true off_state: 'all_members_off' | { "hue_power_on_behavior": "on", "hue_power_on_brightness": 254, "hue_power_on_color_temperature": 65535, "color_temp_startup": 65535 } |  |  |  |  | mdi:lightbulb-group | [9 empty] | https://zigbee2mqtt.janeandgraham.com/#/group/117 | study-lamp | 1.88.1 | lamp | LCT012 | Phillips |  | Study | Zombie
1639 | Enabled | Phillips | light | study_lamp_bulb_1 | study_lamp_bulb_1 |  | Lights | [6 empty] | True | Home | Home Base | Lights | Study Lights |  |  |  | Device | 117 | homeassistant: expire_after: 3600 | { "hue_power_on_behavior": "on", "hue_power_on_brightness": 254, "hue_power_on_color_temperature": 65535, "color_temp_startup": 65535 } | [14 empty] | https://zigbee2mqtt.janeandgraham.com/#/device/0x00178801040e2034 | study-lamp-bulb-1 | 1.88.1 | lamp-bulb-1 | LCT012 | Phillips |  | Study | Zombie |  | 0x00178801040e2034 |  |  |  | [["mac", "0x00178801040e2034"]]
1640 | Enabled | Phillips | light | kitchen_main | kitchen_main | Kitchen Main | Lights | Control | Main Lights,Main Light | switch.adaptive_lighting_ambient |  | Table | [9 empty] | Group | 107 | transition: 1 optimistic: true off_state: 'all_members_off' | { "hue_power_on_behavior": "on", "hue_power_on_brightness": 254, "hue_power_on_color_temperature": 65535, "color_temp_startup": 65535 } |  |  |  |  | mdi:lightbulb-group | [9 empty] | https://zigbee2mqtt.janeandgraham.com/#/group/107 | kitchen-main | 67.88.1 | main | LTW001 | Phillips |  | Kitchen
1641 | Enabled | Phillips | light | kitchen_main_bulb_1 | kitchen_main_bulb_1 |  | Lights | [6 empty] | True | Home | Home Base | Lights | Kitchen Lights |  |  |  | Device | 107 | homeassistant: expire_after: 3600 | { "hue_power_on_behavior": "on", "hue_power_on_brightness": 254, "hue_power_on_color_temperature": 65535, "color_temp_startup": 65535 } | [14 empty] | https://zigbee2mqtt.janeandgraham.com/#/device/0x00178801040f8db2 | kitchen-main-bulb-1 | 67.88.1 | main-bulb-1 | LTW001 | Phillips |  | Kitchen |  |  | 0x00178801040f8db2 |  |  |  | [["mac", "0x00178801040f8db2"]]
1642 | Enabled | Phillips | light | kitchen_main_bulb_2 | kitchen_main_bulb_2 |  | Lights | [6 empty] | True | Home | Home Base | Lights | Kitchen Lights |  |  |  | Device | 107 | homeassistant: expire_after: 3600 | { "hue_power_on_behavior": "on", "hue_power_on_brightness": 254, "hue_power_on_color_temperature": 65535, "color_temp_startup": 65535 } | [14 empty] | https://zigbee2mqtt.janeandgraham.com/#/device/0x001788010343c34f | kitchen-main-bulb-2 | 67.88.1 | main-bulb-2 | LTW001 | Phillips |  | Kitchen |  |  | 0x001788010343c34f |  |  |  | [["mac", "0x001788010343c34f"]]
1643 | Enabled | Phillips | light | kitchen_main_bulb_3 | kitchen_main_bulb_3 |  | Lights | [6 empty] | True | Home | Home Base | Lights | Kitchen Lights |  |  |  | Device | 107 | homeassistant: expire_after: 3600 | { "hue_power_on_behavior": "on", "hue_power_on_brightness": 254, "hue_power_on_color_temperature": 65535, "color_temp_startup": 65535 } | [14 empty] | https://zigbee2mqtt.janeandgraham.com/#/device/0x001788010343c147 | kitchen-main-bulb-3 | 67.88.1 | main-bulb-3 | LTW001 | Phillips |  | Kitchen |  |  | 0x001788010343c147 |  |  |  | [["mac", "0x001788010343c147"]]
1644 | Enabled | Phillips | light | kitchen_main_bulb_4 | kitchen_main_bulb_4 |  | Lights | [6 empty] | True | Home | Home Base | Lights | Kitchen Lights |  |  |  | Device | 107 | homeassistant: expire_after: 3600 | { "hue_power_on_behavior": "on", "hue_power_on_brightness": 254, "hue_power_on_color_temperature": 65535, "color_temp_startup": 65535 } | [14 empty] | https://zigbee2mqtt.janeandgraham.com/#/device/0x001788010343b9d8 | kitchen-main-bulb-4 | 67.88.1 | main-bulb-4 | LTW001 | Phillips |  | Kitchen |  |  | 0x001788010343b9d8 |  |  |  | [["mac", "0x001788010343b9d8"]]
1645 | Enabled | Powercalc Proxy | binary_sensor | template_kitchen_downlights_plug_proxy | template_kitchen_downlights_plug_proxy | Kitchen Downlights | Lights | Control | [5 empty] | True | Home | Home Base | Lights | Kitchen Lights | standby_power: 1.54 unavailable_power: 0 fixed: power: 2.19 | [23 empty] | switch | HS110 | TPLink |  | Kitchen
1646 | Enabled | TPLink | switch | kitchen_downlights_plug | kitchen_downlights_plug | Kitchen Downlights | Lights | Control | Downlights,Downlight |  |  | Table |  | True | Home | Home Base | Lights | Kitchen Lights | power_sensor_id: sensor.kitchen_downlights_plug_current_consumption force_energy_sensor_creation: true | [10 empty] | mdi:lightbulb-group | [10 empty] | tplink-kitchen-downlights | 1.5.7 | downlights | HS110 | TPLink | {"led": "False"} | Kitchen |  | net_Isolated_br6_10-0-6-0-24 | ac:84:c6:54:a3:96 | 10.0.6.79 |  |  | [["mac", "ac:84:c6:54:a3:96"], ["ip", "10.0.6.79"]]
1647 | Enabled | Phillips | light | laundry_main | laundry_main | Laundry Main | Lights | Control | Main Light | switch.adaptive_lighting_ambient |  | Table | [9 empty] | Group | 108 | transition: 1 optimistic: true off_state: 'all_members_off' | { "hue_power_on_behavior": "on", "hue_power_on_brightness": 254, "hue_power_on_color_temperature": 65535, "color_temp_startup": 65535 } |  |  |  |  | mdi:lightbulb-group | [9 empty] | https://zigbee2mqtt.janeandgraham.com/#/group/108 | laundry-main | 1.88.1 | main | LCT012 | Phillips |  | Laundry
1648 | Enabled | Phillips | light | laundry_main_bulb_1 | laundry_main_bulb_1 |  | Lights | [6 empty] | True | Home | Home Base | Lights | Laundry Lights |  |  |  | Device | 108 | homeassistant: expire_after: 3600 | { "hue_power_on_behavior": "on", "hue_power_on_brightness": 254, "hue_power_on_color_temperature": 65535, "color_temp_startup": 65535 } | [14 empty] | https://zigbee2mqtt.janeandgraham.com/#/device/0x0017880104eaa288 | laundry-main-bulb-1 | 1.88.1 | main-bulb-1 | LCT012 | Phillips |  | Laundry |  |  | 0x0017880104eaa288 |  |  |  | [["mac", "0x0017880104eaa288"]]
1649 | Enabled | Phillips | light | pantry_main | pantry_main | Pantry Main | Lights | Control | Main Light | switch.adaptive_lighting_ambient |  | Table | [9 empty] | Group | 109 | transition: 1 optimistic: true off_state: 'all_members_off' | { "hue_power_on_behavior": "on", "hue_power_on_brightness": 254, "hue_power_on_color_temperature": 65535, "color_temp_startup": 65535 } |  |  |  |  | mdi:lightbulb-group | [9 empty] | https://zigbee2mqtt.janeandgraham.com/#/group/109 | pantry-main | 1.88.1 | main | LCT012 | Phillips |  | Pantry
1650 | Enabled | Phillips | light | pantry_main_bulb_1 | pantry_main_bulb_1 |  | Lights | [6 empty] | True | Home | Home Base | Lights | Pantry Lights |  |  |  | Device | 109 | homeassistant: expire_after: 3600 | { "hue_power_on_behavior": "on", "hue_power_on_brightness": 254, "hue_power_on_color_temperature": 65535, "color_temp_startup": 65535 } | [14 empty] | https://zigbee2mqtt.janeandgraham.com/#/device/0x0017880104eaa272 | pantry-main-bulb-1 | 1.88.1 | main-bulb-1 | LCT012 | Phillips |  | Pantry |  |  | 0x0017880104eaa272 |  |  |  | [["mac", "0x0017880104eaa272"]]
1651 | Enabled | Phillips | light | office_main | office_main | Office Main | Lights | Control | Main Light |  |  | Table | [9 empty] | Group | 110 | transition: 1 optimistic: true off_state: 'all_members_off' | { "hue_power_on_behavior": "on", "hue_power_on_brightness": 254, "hue_power_on_color_temperature": 250, "color_temp_startup": 250 } |  |  |  |  | mdi:lightbulb-group | [9 empty] | https://zigbee2mqtt.janeandgraham.com/#/group/110 | office-main | 67.88.1 | main | LTW001 | Phillips |  | Office
1652 | Enabled | Phillips | light | office_main_bulb_1 | office_main_bulb_1 |  | Lights | [6 empty] | True | Home | Home Base | Lights | Office Lights |  |  |  | Device | 110 | homeassistant: expire_after: 3600 | { "hue_power_on_behavior": "on", "hue_power_on_brightness": 254, "hue_power_on_color_temperature": 250, "color_temp_startup": 250 } | [14 empty] | https://zigbee2mqtt.janeandgraham.com/#/device/0x00178801040edfae | office-main-bulb-1 | 67.88.1 | main-bulb-1 | LTW001 | Phillips |  | Office |  |  | 0x00178801040edfae |  |  |  | [["mac", "0x00178801040edfae"]]
1653 | Enabled | Phillips | light | bathroom_main | bathroom_main | Bathroom Main | Lights | Control | Main Light | switch.adaptive_lighting_ambient_dimming |  | Table | [9 empty] | Group | 111 | transition: 1 optimistic: true off_state: 'all_members_off' | { "hue_power_on_behavior": "on", "hue_power_on_brightness": 3, "hue_power_on_color_temperature": 65535, "color_temp_startup": 65535 } |  |  |  |  | mdi:lightbulb-group | [9 empty] | https://zigbee2mqtt.janeandgraham.com/#/group/111 | bathroom-main | 1.88.1 | main | LCT012 | Phillips |  | Bathroom
1654 | Enabled | Phillips | light | bathroom_main_bulb_1 | bathroom_main_bulb_1 |  | Lights | [6 empty] | True | Home | Home Base | Lights | Bathroom Lights |  |  |  | Device | 111 | homeassistant: expire_after: 3600 | { "hue_power_on_behavior": "on", "hue_power_on_brightness": 3, "hue_power_on_color_temperature": 65535, "color_temp_startup": 65535 } | [14 empty] | https://zigbee2mqtt.janeandgraham.com/#/device/0x00178801040edcad | bathroom-main-bulb-1 | 1.88.1 | main-bulb-1 | LCT012 | Phillips |  | Bathroom |  |  | 0x00178801040edcad |  |  |  | [["mac", "0x00178801040edcad"]]
1655 | Enabled | IKEA | light | bathroom_sconces | bathroom_sconces | Bathroom Sconces | Lights | Control | Sconces | switch.adaptive_lighting_task_narrowband |  | Table | [9 empty] | Group | 121 | transition: 1 optimistic: true off_state: 'all_members_off' | { "power_on_behavior": "on", "color_temp_startup": 65535 } |  |  |  |  | mdi:lightbulb-group | [10 empty] | bathroom-sconces | 1.0.012 | sconces | TRADFRI 470 lm | IKEA |  | Bathroom
1656 | Enabled | IKEA | light | bathroom_sconces_bulb_1 | bathroom_sconces_bulb_1 |  | Lights | [6 empty] | True | Home | Home Base | Lights | Bathroom Lights |  |  |  | Device | 121 | homeassistant: expire_after: 3600 | { "power_on_behavior": "on", "color_temp_startup": 65535 } | [15 empty] | bathroom-sconces-bulb-1 | 1.0.012 | sconces-bulb-1 | TRADFRI 470 lm | IKEA |  | Bathroom |  |  | 0x2c1165fffe2787f0 |  |  |  | [["mac", "0x2c1165fffe2787f0"]]
1657 | Enabled | IKEA | light | bathroom_sconces_bulb_2 | bathroom_sconces_bulb_2 |  | Lights | [6 empty] | True | Home | Home Base | Lights | Bathroom Lights |  |  |  | Device | 121 | homeassistant: expire_after: 3600 | { "power_on_behavior": "on", "color_temp_startup": 65535 } | [15 empty] | bathroom-sconces-bulb-2 | 1.0.012 | sconces-bulb-2 | TRADFRI 470 lm | IKEA |  | Bathroom |  |  | 0x2c1165fffe18e424 |  |  |  | [["mac", "0x2c1165fffe18e424"]]
1658 | Enabled | Phillips | light | ensuite_main | ensuite_main | Ensuite Main | Lights | Control | Main Light | switch.adaptive_lighting_ambient_dimming |  | Table | [9 empty] | Group | 112 | transition: 1 optimistic: true off_state: 'all_members_off' | { "hue_power_on_behavior": "on", "hue_power_on_brightness": 3, "hue_power_on_color_temperature": 65535, "color_temp_startup": 65535 } |  |  |  |  | mdi:lightbulb-group | [9 empty] | https://zigbee2mqtt.janeandgraham.com/#/group/112 | ensuite-main | 67.88.1 | main | LTW001 | Phillips |  | Ensuite
1659 | Enabled | Phillips | light | ensuite_main_bulb_1 | ensuite_main_bulb_1 |  | Lights | [6 empty] | True | Home | Home Base | Lights | Ensuite Lights |  |  |  | Device | 112 | homeassistant: expire_after: 3600 | { "hue_power_on_behavior": "on", "hue_power_on_brightness": 3, "hue_power_on_color_temperature": 65535, "color_temp_startup": 65535 } | [14 empty] | https://zigbee2mqtt.janeandgraham.com/#/device/0x00178801040eddb2 | ensuite-main-bulb-1 | 67.88.1 | main-bulb-1 | LTW001 | Phillips |  | Ensuite |  |  | 0x00178801040eddb2 |  |  |  | [["mac", "0x00178801040eddb2"]]
1660 | Enabled | IKEA | light | ensuite_sconces | ensuite_sconces | Ensuite Sconces | Lights | Control | Sconces | switch.adaptive_lighting_task_narrowband |  | Table | [9 empty] | Group | 118 | transition: 1 optimistic: true off_state: 'all_members_off' | { "power_on_behavior": "on", "color_temp_startup": 65535 } |  |  |  |  | mdi:lightbulb-group | [10 empty] | ensuite-sconces | 1.0.012 | sconces | TRADFRI 470 lm | IKEA |  | Ensuite
1661 | Enabled | IKEA | light | ensuite_sconces_bulb_1 | ensuite_sconces_bulb_1 |  | Lights | [6 empty] | True | Home | Home Base | Lights | Ensuite Lights |  |  |  | Device | 118 | homeassistant: expire_after: 3600 | { "power_on_behavior": "on", "color_temp_startup": 65535 } | [15 empty] | ensuite-sconces-bulb-1 | 1.0.012 | sconces-bulb-1 | TRADFRI 470 lm | IKEA |  | Ensuite |  |  | 0x2c1165fffe168c7e |  |  |  | [["mac", "0x2c1165fffe168c7e"]]
1662 | Enabled | IKEA | light | ensuite_sconces_bulb_2 | ensuite_sconces_bulb_2 |  | Lights | [6 empty] | True | Home | Home Base | Lights | Ensuite Lights |  |  |  | Device | 118 | homeassistant: expire_after: 3600 | { "power_on_behavior": "on", "color_temp_startup": 65535 } | [15 empty] | ensuite-sconces-bulb-2 | 1.0.012 | sconces-bulb-2 | TRADFRI 470 lm | IKEA |  | Ensuite |  |  | 0x2c1165fffea5cd4b |  |  |  | [["mac", "0x2c1165fffea5cd4b"]]
1663 | Enabled | IKEA | light | ensuite_sconces_bulb_3 | ensuite_sconces_bulb_3 |  | Lights | [6 empty] | True | Home | Home Base | Lights | Ensuite Lights |  |  |  | Device | 118 | homeassistant: expire_after: 3600 | { "power_on_behavior": "on", "color_temp_startup": 65535 } | [15 empty] | ensuite-sconces-bulb-3 | 1.0.012 | sconces-bulb-3 | TRADFRI 470 lm | IKEA |  | Ensuite |  |  | 0x2c1165fffea89f5f |  |  |  | [["mac", "0x2c1165fffea89f5f"]]
1664 | Enabled | Phillips | light | wardrobe_main | wardrobe_main | Wardrobe Main | Lights | Control | Main Light | switch.adaptive_lighting_ambient |  | Table | [9 empty] | Group | 113 | transition: 1 optimistic: true off_state: 'all_members_off' | { "hue_power_on_behavior": "on", "hue_power_on_brightness": 254, "hue_power_on_color_temperature": 65535, "color_temp_startup": 65535 } |  |  |  |  | mdi:lightbulb-group | [9 empty] | https://zigbee2mqtt.janeandgraham.com/#/group/113 | wardrobe-main | 67.88.1 | main | LTW001 | Phillips |  | Wardrobe
1665 | Enabled | Phillips | light | wardrobe_main_bulb_1 | wardrobe_main_bulb_1 |  | Lights | [6 empty] | True | Home | Home Base | Lights | Wardrobe Lights |  |  |  | Device | 113 | homeassistant: expire_after: 3600 | { "hue_power_on_behavior": "on", "hue_power_on_brightness": 254, "hue_power_on_color_temperature": 65535, "color_temp_startup": 65535 } | [14 empty] | https://zigbee2mqtt.janeandgraham.com/#/device/0x00178801040ede93 | wardrobe-main-bulb-1 | 67.88.1 | main-bulb-1 | LTW001 | Phillips |  | Wardrobe |  |  | 0x00178801040ede93 |  |  |  | [["mac", "0x00178801040ede93"]]
1666 | Enabled | Powercalc Proxy | binary_sensor | template_deck_festoons_plug_proxy | template_deck_festoons_plug_proxy | Deck Festoons | Lights | Control | [5 empty] | True | Home | Home Base | Lights | Deck Lights | standby_power: 0.5 unavailable_power: 0 fixed: power: 0.9 | [23 empty] | switch | KP115 | TPLink |  | Deck
1667 | Enabled | TPLink | switch | deck_festoons_plug | deck_festoons_plug | Deck Festoons | Lights | Control | Festoons |  |  | Table |  | True | Home | Home Base | Lights | Deck Lights | power_sensor_id: sensor.deck_festoons_plug_current_consumption force_energy_sensor_creation: true | [10 empty] | mdi:lightbulb-group | [10 empty] | tplink-deck-festoons | 1.0.17 | festoons | KP115 | TPLink | {"led": "False"} | Deck |  | net_Isolated_br6_10-0-6-0-24 | 5c:a6:e6:25:58:f1 | 10.0.6.88 |  |  | [["mac", "5c:a6:e6:25:58:f1"], ["ip", "10.0.6.88"]]
1668 | Enabled | Powercalc Proxy | binary_sensor | template_landing_festoons_plug_proxy | template_landing_festoons_plug_proxy | Landing Festoons | Lights | Control | [5 empty] | True | Home | Home Base | Lights | Landing Lights | standby_power: 0.5 unavailable_power: 0 fixed: power: 0.9 | [23 empty] | switch | KP115 | TPLink |  | Landing
1669 | Enabled | TPLink | switch | landing_festoons_plug | landing_festoons_plug | Landing Festoons | Lights | Control | Festoons |  |  | Table |  | True | Home | Home Base | Lights | Landing Lights | power_sensor_id: sensor.landing_festoons_plug_current_consumption force_energy_sensor_creation: true | [10 empty] | mdi:lightbulb-group | [10 empty] | tplink-landing-festoons | 1.0.17 | festoons | KP115 | TPLink | {"led": "False"} | Landing |  | net_Isolated_br6_10-0-6-0-24 | 5c:a6:e6:25:5a:0c | 10.0.6.89 |  |  | [["mac", "5c:a6:e6:25:5a:0c"], ["ip", "10.0.6.89"]]
1670 | Enabled | Phillips | light | garden_pedestals | garden_pedestals | Garden Pedestals | Lights | Control | Pedestals | [12 empty] | Group | 115 | transition: 4 optimistic: true off_state: 'all_members_off' | [5 empty] | mdi:lightbulb-group | [9 empty] | https://zigbee2mqtt.janeandgraham.com/#/group/115 | garden-pedestals | 1.93.11 | pedestals | 1743730P7 | Phillips |  | Garden
1671 | Enabled | Phillips | light | garden_pedestals_bulb_1 | garden_pedestals_bulb_1 |  | Lights | [7 empty] | Home | Home Base | Lights | Garden Lights |  |  |  | Device | 115 | homeassistant: expire_after: 3600 | [15 empty] | https://zigbee2mqtt.janeandgraham.com/#/device/0x001788010c692175 | garden-pedestals-bulb-1 | 1.93.11 | pedestals-bulb-1 | 1743730P7 | Phillips |  | Garden |  |  | 0x001788010c692175 |  |  |  | [["mac", "0x001788010c692175"]]
1672 | Enabled | Phillips | light | garden_pedestals_bulb_2 | garden_pedestals_bulb_2 |  | Lights | [7 empty] | Home | Home Base | Lights | Garden Lights |  |  |  | Device | 115 | homeassistant: expire_after: 3600 | [15 empty] | https://zigbee2mqtt.janeandgraham.com/#/device/0x001788010c69214a | garden-pedestals-bulb-2 | 1.93.11 | pedestals-bulb-2 | 1743730P7 | Phillips |  | Garden |  |  | 0x001788010c69214a |  |  |  | [["mac", "0x001788010c69214a"]]
1673 | Enabled | Phillips | light | garden_pedestals_bulb_3 | garden_pedestals_bulb_3 |  | Lights | [7 empty] | Home | Home Base | Lights | Garden Lights |  |  |  | Device | 115 | homeassistant: expire_after: 3600 | [15 empty] | https://zigbee2mqtt.janeandgraham.com/#/device/0x001788010c5c4266 | garden-pedestals-bulb-3 | 1.93.11 | pedestals-bulb-3 | 1743730P7 | Phillips |  | Garden |  |  | 0x001788010c5c4266 |  |  |  | [["mac", "0x001788010c5c4266"]]
1674 | Enabled | Phillips | light | garden_pedestals_bulb_4 | garden_pedestals_bulb_4 |  | Lights | [7 empty] | Home | Home Base | Lights | Garden Lights |  |  |  | Device | 115 | homeassistant: expire_after: 3600 | [15 empty] | https://zigbee2mqtt.janeandgraham.com/#/device/0x001788010c692144 | garden-pedestals-bulb-4 | 1.93.11 | pedestals-bulb-4 | 1743730P7 | Phillips |  | Garden |  |  | 0x001788010c692144 |  |  |  | [["mac", "0x001788010c692144"]]
1675 | Disabled | Phillips | light | [18 empty] | Device | 115 | homeassistant: expire_after: 3600 | { "hue_power_on_behavior": "off" } | [14 empty] | https://zigbee2mqtt.janeandgraham.com/#/device/x | garden-pedestals-bulb-5 | 1.93.11 | pedestals-bulb-5 | 1743730P7 | Phillips |  | Garden |  |  | x |  |  |  | [["mac", "x"]]
1676 | Disabled | Phillips | light | [18 empty] | Device | 115 | homeassistant: expire_after: 3600 | { "hue_power_on_behavior": "off" } | [14 empty] | https://zigbee2mqtt.janeandgraham.com/#/device/x | garden-pedestals-bulb-6 | 1.93.11 | pedestals-bulb-6 | 1743730P7 | Phillips |  | Garden |  |  | x |  |  |  | [["mac", "x"]]
1677 | Disabled | Phillips | light | [18 empty] | Device | 115 | homeassistant: expire_after: 3600 | { "hue_power_on_behavior": "off" } | [14 empty] | https://zigbee2mqtt.janeandgraham.com/#/device/x | garden-pedestals-bulb-7 | 1.93.11 | pedestals-bulb-7 | 1743730P7 | Phillips |  | Garden |  |  | x |  |  |  | [["mac", "x"]]
1678 | Disabled | Phillips | light | [18 empty] | Device | 115 | homeassistant: expire_after: 3600 | { "hue_power_on_behavior": "off" } | [14 empty] | https://zigbee2mqtt.janeandgraham.com/#/device/x | garden-pedestals-bulb-8 | 1.93.11 | pedestals-bulb-8 | 1743730P7 | Phillips |  | Garden |  |  | x |  |  |  | [["mac", "x"]]
1679 | Enabled | Phillips | light | tree_spotlights | tree_spotlights | Tree Spotlights | Lights | Control | Spotlights | [12 empty] | Group | 116 | transition: 4 optimistic: true off_state: 'all_members_off' | [5 empty] | mdi:lightbulb-group | [9 empty] | https://zigbee2mqtt.janeandgraham.com/#/group/116 | tree-spotlights | 1.93.11 | spotlights | 1746230P7 | Phillips |  | Tree
1680 | Enabled | Phillips | light | tree_spotlights_bulb_1 | tree_spotlights_bulb_1 |  | Lights | [6 empty] | True | Home | Home Base | Lights | Tree Lights |  |  |  | Device | 116 | homeassistant: expire_after: 3600 | [15 empty] | https://zigbee2mqtt.janeandgraham.com/#/device/0x00178801097ed42c | tree-spotlights-bulb-1 | 1.93.11 | spotlights-bulb-1 | 1746230P7 | Phillips |  | Tree |  |  | 0x00178801097ed42c |  |  |  | [["mac", "0x00178801097ed42c"]]
1681 | Enabled | Phillips | light | tree_spotlights_bulb_2 | tree_spotlights_bulb_2 |  | Lights | [6 empty] | True | Home | Home Base | Lights | Tree Lights |  |  |  | Device | 116 | homeassistant: expire_after: 3600 | [15 empty] | https://zigbee2mqtt.janeandgraham.com/#/device/0x0017880109c40c33 | tree-spotlights-bulb-2 | 1.93.11 | spotlights-bulb-2 | 1746230P7 | Phillips |  | Tree |  |  | 0x0017880109c40c33 |  |  |  | [["mac", "0x0017880109c40c33"]]
1682 | Disabled | Phillips | light | [18 empty] | Device | 116 | homeassistant: expire_after: 3600 | { "hue_power_on_behavior": "off" } | [14 empty] | https://zigbee2mqtt.janeandgraham.com/#/device/x | tree-spotlights-bulb-3 | 1.93.11 | spotlights-bulb-3 | 1746230P7 | Phillips |  | Tree |  |  | x |  |  |  | [["mac", "x"]]
1700 | Enabled | _ | user_interface | column_break | column_break | Column Break | Heating & Cooling | Control |  |  |  | Break | custom:layout-break
1701 | Enabled | Powercalc Proxy | binary_sensor | template_bathroom_rails_plug_proxy | template_bathroom_rails_plug_proxy | Towel Rails | Heating & Cooling | Control | [5 empty] | True | Home | Home Peak | Heating & Cooling | Bathroom Towel Rails | standby_power: 1.54 unavailable_power: 0 fixed: power: 2.19 | [23 empty] | switch | HS110 | TPLink |  | Bathroom
1702 | Enabled | TPLink | switch | bathroom_rails_plug | bathroom_rails_plug | Towel Rails | Heating & Cooling | Control | Towel Rails |  |  | Table_NoToggle |  | True | Home | Home Peak | Heating & Cooling | Bathroom Towel Rails | power_sensor_id: sensor.bathroom_rails_plug_current_consumption force_energy_sensor_creation: true | [10 empty] | mdi:radiator | [10 empty] | tplink-bathroom-rails | 1.5.7 | rails | HS110 | TPLink | {"led": "False"} | Bathroom |  | net_Isolated_br6_10-0-6-0-24 | ac:84:c6:54:9d:98 | 10.0.6.81 |  |  | [["mac", "ac:84:c6:54:9d:98"], ["ip", "10.0.6.81"]]
1703 | Enabled | Powercalc Proxy | binary_sensor | template_roof_water_heater_booster_plug_proxy | template_roof_water_heater_booster_plug_proxy | Water Booster | Heating & Cooling | Control | [5 empty] | True | Home | Home Peak | Heating & Cooling | Water Booster | standby_power: 1.54 unavailable_power: 0 fixed: power: 2.19 | [23 empty] | switch | POWR3 | Sonoff |  | Roof
1704 | Enabled | Tasmota | switch | roof_water_heater_booster_plug | roof_water_heater_booster_plug | Water Booster | Heating & Cooling | Control | Water Booster |  |  | Table_NoToggle |  | True | Home | Home Peak | Heating & Cooling | Water Booster | power_sensor_id: sensor.roof_water_heater_booster_plug_energy_power force_energy_sensor_creation: true | [6 empty] | { "PowerOnState": 0 } |  |  |  | mdi:thermometer-water |  | false | true | switch | haas/entity/switch/tasmota/roof_water_heater_booster_plug/config | tasmota/device/roof_water_heater_booster_plug/tele/STATE | tasmota/device/roof_water_heater_booster_plug/cmnd/POWER | {{ value_json.POWER }} | 1 | http://10.0.6.100/? | sonoff-roof-water-heater-booster | 13.0.0 | water-heater-booster | POWR3 | Sonoff | { "base": 43, "name": "Sonoff POWR3" } | Roof |  | net_Isolated_br6_10-0-6-0-24 | ec:fa:bc:50:3e:02 | 10.0.6.100 |  |  | [["mac", "ec:fa:bc:50:3e:02"], ["ip", "10.0.6.100"]]
1705 | Enabled | Tasmota | sensor | roof_water_heater_booster_plug_energy_power | roof_water_heater_booster_plug_energy_power | Current Power | Heating & Cooling | Control | [18 empty] | measurement | W | power |  |  | false | true | sensor | haas/entity/sensor/tasmota/roof_water_heater_booster_plug_energy_power/config | tasmota/device/roof_water_heater_booster_plug/tele/SENSOR |  | {{ value_json["ENERGY"]["Power"] }} | 1 | http://10.0.6.100/? | sonoff-roof-water-heater-booster | 13.0.0 | water-heater-booster | POWR3 | Sonoff | { "base": 43, "name": "Sonoff POWR3" } | Roof
1706 | Enabled | Tasmota | sensor | roof_water_heater_booster_plug_energy_total | roof_water_heater_booster_plug_energy_total | Total Energy | Heating & Cooling | Control | [18 empty] | total_increasing | kWh | energy |  |  | false | true | sensor | haas/entity/sensor/tasmota/roof_water_heater_booster_plug_energy_total/config | tasmota/device/roof_water_heater_booster_plug/tele/SENSOR |  | {{ value_json["ENERGY"]["Total"] }} | 1 | http://10.0.6.100/? | sonoff-roof-water-heater-booster | 13.0.0 | water-heater-booster | POWR3 | Sonoff | { "base": 43, "name": "Sonoff POWR3" } | Roof
1707 | Enabled | Powercalc | sensor | roof_water_heater_booster_plug_energy | roof_water_heater_booster_plug_energy | Total Energy (Integrated) | Heating & Cooling | Control
1708 | Enabled | Powercalc | sensor | roof_water_heater_booster_plug_energy_daily | roof_water_heater_booster_plug_energy_daily | Total Energy Daily | Heating & Cooling | Control
1709 | Enabled | Powercalc | sensor | roof_water_heater_booster_plug_energy_weekly | roof_water_heater_booster_plug_energy_weekly | Total Energy Heptaly | Heating & Cooling | Control
1710 | Enabled | Powercalc | sensor | roof_water_heater_booster_plug_energy_monthly | roof_water_heater_booster_plug_energy_monthly | Total Energy Monthly | Heating & Cooling | Control
1711 | Enabled | Powercalc | sensor | roof_water_heater_booster_plug_energy_yearly | roof_water_heater_booster_plug_energy_yearly | Total Energy Yearly | Heating & Cooling | Control
1712 | Todo | Tasmota | switch | outdoor_pool_filter | outdoor_pool_filter | Pool Filter | Heating & Cooling | Control | Pool Filter |  |  | Table_NoToggle |  | True | Home | Home Peak | Heating & Cooling | Pool Filter | [28 empty] | Outdoor
2000 | Enabled | IKEA | fan | lounge_air_purifier | lounge_air_purifier | Lounge | Air Purifiers | Control | Air Purifier |  |  | Table | [9 empty] | Device |  | homeassistant: expire_after: 3600 | [5 empty] | mdi:air-purifier | [9 empty] | https://zigbee2mqtt.janeandgraham.com/#/device/0x9035eafffe404425 | lounge-air-purifier | 1.0.033 | air-purifier | STARKVIND | IKEA |  | Lounge |  |  | 0x9035eafffe404425 |  |  |  | [["mac", "0x9035eafffe404425"]]
2001 | Enabled | Powercalc Proxy | binary_sensor | template_lounge_air_purifier_proxy | template_lounge_air_purifier_proxy | Lounge | Air Purifiers | Control | [5 empty] | True | Home | Home Base | Fans | Lounge Fans | standby_power: 0.5 linear: attribute: fan_speed calibrate: - 0 -> 0 - 1 -> 1.7 - 2 -> 3.6 - 3 -> 8.1 - 4 -> 16.6 - 5 -> 21.9 | [23 empty] | fan | STARKVIND | IKEA |  | Lounge
2002 | Enabled | IKEA | fan | dining_air_purifier | dining_air_purifier | Dining | Air Purifiers | Control | Air Purifier |  |  | Table | [9 empty] | Device |  | homeassistant: expire_after: 3600 | [5 empty] | mdi:air-purifier | [9 empty] | https://zigbee2mqtt.janeandgraham.com/#/device/0x9035eafffe82fef8 | dining-air-purifier | 1.0.033 | air-purifier | STARKVIND | IKEA |  | Dining |  |  | 0x9035eafffe82fef8 |  |  |  | [["mac", "0x9035eafffe82fef8"]]
2003 | Enabled | Powercalc Proxy | binary_sensor | template_dining_air_purifier_proxy | template_dining_air_purifier_proxy | Dining | Air Purifiers | Control | [5 empty] | True | Home | Home Base | Fans | Dining Fans | standby_power: 0.5 linear: attribute: fan_speed calibrate: - 0 -> 0 - 1 -> 1.7 - 2 -> 3.6 - 3 -> 8.1 - 4 -> 16.6 - 5 -> 21.9 | [23 empty] | fan | STARKVIND | IKEA |  | Dining
2100 | Enabled | Powercalc | sensor | home_power | home_power | Home Load | Current Power Consumption | Electricity |  |  |  | Graph | [7 empty] | Discrete | [7 empty] | W |  | mdi:home-lightning-bolt
2101 | Enabled | Powercalc | sensor | home_base_power | home_base_power | Base Load | Current Power Consumption | Electricity |  |  |  | Graph | [7 empty] | Discrete | [7 empty] | W |  | mdi:home-lightning-bolt
2102 | Enabled | Powercalc | sensor | home_peak_power | home_peak_power | Peak Load | Current Power Consumption | Electricity |  |  |  | Graph | [7 empty] | Discrete | [7 empty] | W |  | mdi:home-lightning-bolt
2103 | Enabled | _ | user_interface | graph_break | graph_break | Graph Break | Current Power Consumption | Electricity | [11 empty] | Discrete
2104 | Enabled | Powercalc | sensor | lights_power | lights_power | All Lights | Current Power Consumption | Electricity |  |  |  | Table | [7 empty] | Discrete | [7 empty] | W |  | mdi:home-lightning-bolt
2105 | Enabled | Powercalc | sensor | fans_power | fans_power | All Fans | Current Power Consumption | Electricity |  |  |  | Table | [7 empty] | Discrete | [7 empty] | W |  | mdi:home-lightning-bolt
2106 | Enabled | Powercalc | sensor | all_standby_power | all_standby_power | All Standby | Current Power Consumption | Electricity |  |  |  | Table | [7 empty] | Discrete | [7 empty] | W |  | mdi:home-lightning-bolt
2107 | Enabled | Powercalc | sensor | kitchen_coffee_machine_power | kitchen_coffee_machine_power | Coffee Machine | Current Power Consumption | Electricity |  |  |  | Table | [7 empty] | Discrete | [7 empty] | W |  | mdi:home-lightning-bolt
2108 | Enabled | Powercalc | sensor | study_battery_charger_power | study_battery_charger_power | Battery Charger | Current Power Consumption | Electricity |  |  |  | Table | [7 empty] | Discrete | [7 empty] | W |  | mdi:home-lightning-bolt
2109 | Enabled | Powercalc | sensor | laundry_vacuum_charger_power | laundry_vacuum_charger_power | Vacuum Charger | Current Power Consumption | Electricity |  |  |  | Table | [7 empty] | Discrete | [7 empty] | W |  | mdi:home-lightning-bolt
2110 | Todo | Powercalc | sensor | outdoor_pool_filter_power | outdoor_pool_filter_power | Pool Filter | Current Power Consumption | Electricity |  |  |  | Table | [7 empty] | Discrete | [7 empty] | W |  | mdi:home-lightning-bolt
2111 | Enabled | Powercalc | sensor | water_booster_power | water_booster_power | Water Booster | Current Power Consumption | Electricity |  |  |  | Table | [7 empty] | Discrete | [7 empty] | W |  | mdi:home-lightning-bolt
2112 | Enabled | Powercalc | sensor | kitchen_dish_washer_power | kitchen_dish_washer_power | Dish Washer | Current Power Consumption | Electricity |  |  |  | Table | [7 empty] | Discrete | [7 empty] | W |  | mdi:home-lightning-bolt
2113 | Enabled | Powercalc | sensor | laundry_clothes_dryer_power | laundry_clothes_dryer_power | Clothes Dryer | Current Power Consumption | Electricity |  |  |  | Table | [7 empty] | Discrete | [7 empty] | W |  | mdi:home-lightning-bolt
2114 | Enabled | Powercalc | sensor | laundry_washing_machine_power | laundry_washing_machine_power | Washing Machine | Current Power Consumption | Electricity |  |  |  | Table | [7 empty] | Discrete | [7 empty] | W |  | mdi:home-lightning-bolt
2115 | Enabled | Powercalc | sensor | kitchen_fridge_power | kitchen_fridge_power | Kitchen Fridge | Current Power Consumption | Electricity |  |  |  | Table | [7 empty] | Discrete | [7 empty] | W |  | mdi:home-lightning-bolt
2116 | Enabled | Powercalc | sensor | deck_freezer_power | deck_freezer_power | Deck Freezer | Current Power Consumption | Electricity |  |  |  | Table | [7 empty] | Discrete | [7 empty] | W |  | mdi:home-lightning-bolt
2117 | Enabled | Powercalc | sensor | bathroom_towel_rails_power | bathroom_towel_rails_power | Towel Rails | Current Power Consumption | Electricity |  |  |  | Table | [7 empty] | Discrete | [7 empty] | W |  | mdi:home-lightning-bolt
2118 | Enabled | Powercalc | sensor | study_outlet_power | study_outlet_power | Study Outlet | Current Power Consumption | Electricity |  |  |  | Table | [7 empty] | Discrete | [7 empty] | W |  | mdi:home-lightning-bolt
2119 | Enabled | Powercalc | sensor | office_outlet_power | office_outlet_power | Office Outlet | Current Power Consumption | Electricity |  |  |  | Table | [7 empty] | Discrete | [7 empty] | W |  | mdi:home-lightning-bolt
2120 | Enabled | Powercalc | sensor | audio_visual_devices_power | audio_visual_devices_power | Audio/Visual Devices | Current Power Consumption | Electricity |  |  |  | Table | [7 empty] | Discrete | [7 empty] | W |  | mdi:home-lightning-bolt
2121 | Enabled | Powercalc | sensor | servers_network_power | servers_network_power | Servers & Network | Current Power Consumption | Electricity |  |  |  | Table | [7 empty] | Discrete | [7 empty] | W |  | mdi:home-lightning-bolt
2122 | Enabled | _ | user_interface | column_break | column_break | Column Break | Current Power Consumption | Electricity |  |  |  | Break | custom:layout-break
2123 | Enabled | Powercalc | sensor | rack_modem_power | rack_modem_power | Internet Modem | Current Power Consumption | Electricity | [11 empty] | Discrete
2124 | Enabled | Powercalc | sensor | rack_outlet_power | rack_outlet_power | Rack Outlet | Current Power Consumption | Electricity | [11 empty] | Discrete
2125 | Enabled | Powercalc | sensor | kitchen_fan_power | kitchen_fan_power | Kitchen Fan | Current Power Consumption | Electricity | [11 empty] | Discrete
2126 | Enabled | Powercalc | sensor | roof_network_switch_power | roof_network_switch_power | Network Switch | Current Power Consumption | Electricity | [11 empty] | Discrete
2127 | Enabled | Powercalc | sensor | home_energy_daily | home_energy_daily | Home Load | Daily Energy Consumption | Electricity |  |  |  | Graph | [7 empty] | Continuous | [7 empty] | kWh |  | mdi:battery-charging
2128 | Enabled | Powercalc | sensor | home_base_energy_daily | home_base_energy_daily | Base Load | Daily Energy Consumption | Electricity |  |  |  | Graph | [7 empty] | Continuous | [7 empty] | kWh |  | mdi:battery-charging
2129 | Enabled | Powercalc | sensor | home_peak_energy_daily | home_peak_energy_daily | Peak Load | Daily Energy Consumption | Electricity |  |  |  | Graph | [7 empty] | Continuous | [7 empty] | kWh |  | mdi:battery-charging
2130 | Enabled | _ | user_interface | graph_break | graph_break | Graph Break | Daily Energy Consumption | Electricity | [11 empty] | Continuous
2131 | Enabled | Powercalc | sensor | lights_energy_daily | lights_energy_daily | All Lights | Daily Energy Consumption | Electricity |  |  |  | Table | [7 empty] | Continuous | [7 empty] | kWh |  | mdi:battery-charging
2132 | Enabled | Powercalc | sensor | fans_energy_daily | fans_energy_daily | All Fans | Daily Energy Consumption | Electricity |  |  |  | Table | [7 empty] | Continuous | [7 empty] | kWh |  | mdi:battery-charging
2133 | Enabled | Powercalc | sensor | all_standby_energy_daily | all_standby_energy_daily | All Standby | Daily Energy Consumption | Electricity |  |  |  | Table | [7 empty] | Continuous | [7 empty] | kWh |  | mdi:battery-charging
2134 | Enabled | Powercalc | sensor | kitchen_coffee_machine_energy_daily | kitchen_coffee_machine_energy_daily | Coffee Machine | Daily Energy Consumption | Electricity |  |  |  | Table | [7 empty] | Continuous | [7 empty] | kWh |  | mdi:battery-charging
2135 | Enabled | Powercalc | sensor | study_battery_charger_energy_daily | study_battery_charger_energy_daily | Battery Charger | Daily Energy Consumption | Electricity |  |  |  | Table | [7 empty] | Continuous | [7 empty] | kWh |  | mdi:battery-charging
2136 | Enabled | Powercalc | sensor | laundry_vacuum_charger_energy_daily | laundry_vacuum_charger_energy_daily | Vacuum Charger | Daily Energy Consumption | Electricity |  |  |  | Table | [7 empty] | Continuous | [7 empty] | kWh |  | mdi:battery-charging
2137 | Todo | Powercalc | sensor | outdoor_pool_filter_energy_daily | outdoor_pool_filter_energy_daily | Pool Filter | Daily Energy Consumption | Electricity |  |  |  | Table | [7 empty] | Continuous | [7 empty] | kWh |  | mdi:battery-charging
2138 | Enabled | Powercalc | sensor | water_booster_energy_daily | water_booster_energy_daily | Water Booster | Daily Energy Consumption | Electricity |  |  |  | Table | [7 empty] | Continuous | [7 empty] | kWh |  | mdi:battery-charging
2139 | Enabled | Powercalc | sensor | kitchen_dish_washer_energy_daily | kitchen_dish_washer_energy_daily | Dish Washer | Daily Energy Consumption | Electricity |  |  |  | Table | [7 empty] | Continuous | [7 empty] | kWh |  | mdi:battery-charging
2140 | Enabled | Powercalc | sensor | laundry_clothes_dryer_energy_daily | laundry_clothes_dryer_energy_daily | Clothes Dryer | Daily Energy Consumption | Electricity |  |  |  | Table | [7 empty] | Continuous | [7 empty] | kWh |  | mdi:battery-charging
2141 | Enabled | Powercalc | sensor | laundry_washing_machine_energy_daily | laundry_washing_machine_energy_daily | Washing Machine | Daily Energy Consumption | Electricity |  |  |  | Table | [7 empty] | Continuous | [7 empty] | kWh |  | mdi:battery-charging
2142 | Enabled | Powercalc | sensor | kitchen_fridge_energy_daily | kitchen_fridge_energy_daily | Kitchen Fridge | Daily Energy Consumption | Electricity |  |  |  | Table | [7 empty] | Continuous | [7 empty] | kWh |  | mdi:battery-charging
2143 | Enabled | Powercalc | sensor | deck_freezer_energy_daily | deck_freezer_energy_daily | Deck Freezer | Daily Energy Consumption | Electricity |  |  |  | Table | [7 empty] | Continuous | [7 empty] | kWh |  | mdi:battery-charging
2144 | Enabled | Powercalc | sensor | bathroom_towel_rails_energy_daily | bathroom_towel_rails_energy_daily | Towel Rails | Daily Energy Consumption | Electricity |  |  |  | Table | [7 empty] | Continuous | [7 empty] | kWh |  | mdi:battery-charging
2145 | Enabled | Powercalc | sensor | study_outlet_energy_daily | study_outlet_energy_daily | Study Outlet | Daily Energy Consumption | Electricity |  |  |  | Table | [7 empty] | Continuous | [7 empty] | kWh |  | mdi:battery-charging
2146 | Enabled | Powercalc | sensor | office_outlet_energy_daily | office_outlet_energy_daily | Office Outlet | Daily Energy Consumption | Electricity |  |  |  | Table | [7 empty] | Continuous | [7 empty] | kWh |  | mdi:battery-charging
2147 | Enabled | Powercalc | sensor | roof_network_switch_energy_daily | roof_network_switch_energy_daily | Network Switch | Daily Energy Consumption | Electricity | [11 empty] | Continuous
2148 | Enabled | Powercalc | sensor | rack_modem_energy_daily | rack_modem_energy_daily | Internet Modem | Daily Energy Consumption | Electricity | [11 empty] | Continuous
2149 | Enabled | Powercalc | sensor | audio_visual_devices_energy_daily | audio_visual_devices_energy_daily | Audio/Visual Devices | Daily Energy Consumption | Electricity |  |  |  | Table | [7 empty] | Continuous | [7 empty] | kWh |  | mdi:battery-charging
2150 | Enabled | Powercalc | sensor | servers_network_energy_daily | servers_network_energy_daily | Servers & Network | Daily Energy Consumption | Electricity |  |  |  | Table | [7 empty] | Continuous | [7 empty] | kWh |  | mdi:battery-charging
2151 | Enabled | Powercalc | sensor | rack_outlet_energy_daily | rack_outlet_energy_daily | Rack Outlet | Daily Energy Consumption | Electricity | [11 empty] | Continuous
2152 | Enabled | Powercalc | sensor | kitchen_fan_energy_daily | kitchen_fan_energy_daily | Kitchen Fan | Daily Energy Consumption | Electricity | [11 empty] | Continuous
2153 | Enabled | _ | user_interface | column_break | column_break | Column Break | Daily Energy Consumption | Electricity |  |  |  | Break | custom:layout-break
2154 | Todo | Powercalc | sensor | home_energy_weekly | home_energy_weekly | Home Load | Weekly Energy Consumption | Electricity |  |  |  | Graph | [7 empty] | Continuous | [7 empty] | kWh |  | mdi:battery-charging
2155 | Todo | Powercalc | sensor | home_base_energy_weekly | home_base_energy_weekly | Base Load | Weekly Energy Consumption | Electricity |  |  |  | Graph | [7 empty] | Continuous | [7 empty] | kWh |  | mdi:battery-charging
2156 | Todo | Powercalc | sensor | home_peak_energy_weekly | home_peak_energy_weekly | Peak Load | Weekly Energy Consumption | Electricity |  |  |  | Graph | [7 empty] | Continuous | [7 empty] | kWh |  | mdi:battery-charging
2157 | Todo | Powercalc | sensor | home_energy_monthly | home_energy_monthly | Home Load | Monthly Energy Consumption | Electricity |  |  |  | Graph | [7 empty] | Continuous | [7 empty] | kWh |  | mdi:battery-charging
2158 | Todo | Powercalc | sensor | home_base_energy_monthly | home_base_energy_monthly | Base Load | Monthly Energy Consumption | Electricity |  |  |  | Graph | [7 empty] | Continuous | [7 empty] | kWh |  | mdi:battery-charging
2159 | Todo | Powercalc | sensor | home_peak_energy_monthly | home_peak_energy_monthly | Peak Load | Monthly Energy Consumption | Electricity |  |  |  | Graph | [7 empty] | Continuous | [7 empty] | kWh |  | mdi:battery-charging
2160 | Todo | Powercalc | sensor | home_energy_yearly | home_energy_yearly | Home Load | Yearly Energy Consumption | Electricity |  |  |  | Graph | [7 empty] | Continuous | [7 empty] | kWh |  | mdi:battery-charging
2161 | Todo | Powercalc | sensor | home_base_energy_yearly | home_base_energy_yearly | Base Load | Yearly Energy Consumption | Electricity |  |  |  | Graph | [7 empty] | Continuous | [7 empty] | kWh |  | mdi:battery-charging
2162 | Todo | Powercalc | sensor | home_peak_energy_yearly | home_peak_energy_yearly | Peak Load | Yearly Energy Consumption | Electricity |  |  |  | Graph | [7 empty] | Continuous | [7 empty] | kWh |  | mdi:battery-charging
2400 | Enabled | Withings | sensor | withings_weight_kg_graham | withings_weight_kg_graham | Weight | Graham | Health | [32 empty] | withings-scales | 1651 | Body+ | Body Composition Scale | Withings |  | Ensuite |  | net_Unfettered_br2_10-0-2-0-24 | 00:24:e4:af:5a:e6 |  |  |  | [["mac", "00:24:e4:af:5a:e6"]]
2500 | Disabled | Internet | sensor | network_internet_uptime | network_internet_uptime | Up | Internet Telemetry | Diagnostics |  |  |  | Table | [14 empty] | measurement | d |  | mdi:cloud-check | 200 | false |  | uptime_s | haas/entity/sensor/internet/network_internet_uptime/config | telegraf/macmini-mae/internet |  |  | 1 |  | internet-python-script | 1.25.3 | telegraf | Python Script | JaneAndGraham |  | Home
2501 | Enabled | Internet | sensor | network_internet_ping | network_internet_ping | Ping | Internet Telemetry | Diagnostics |  |  |  | Table | [14 empty] | measurement | ms | duration | mdi:cloud-refresh | 200 | false |  | ping_min_ms | haas/entity/sensor/internet/network_internet_ping/config | telegraf/macmini-mae/internet |  | {% if value_json is defined and value_json.fields is defined and value_json.fields.ping_med_ms is defined %} {{ value_json.fields.ping_med_ms ¦ int(0) }} {% else %} {{ """" }} {% endif %} | 1 |  | internet-python-script | 1.25.3 | telegraf | Python Script | JaneAndGraham |  | Home
2502 | Enabled | Internet | sensor | network_internet_upload | network_internet_upload | Upload | Internet Telemetry | Diagnostics |  |  |  | Table | [14 empty] | measurement | MB/s | data_rate | mdi:cloud-upload | 200 | false |  | upload_mbps | haas/entity/sensor/internet/network_internet_upload/config | telegraf/macmini-mae/internet |  | {% if value_json is defined and value_json.fields is defined and value_json.fields.upload_mbps is defined %} {{ value_json.fields.upload_mbps ¦ float(0) ¦ round(2) }} {% else %} {{ "" }} {% endif %} | 1 |  | internet-python-script | 1.25.3 | telegraf | Python Script | JaneAndGraham |  | Home
2503 | Enabled | Internet | sensor | network_internet_download | network_internet_download | Download | Internet Telemetry | Diagnostics |  |  |  | Table | [14 empty] | measurement | MB/s | data_rate | mdi:cloud-download | 200 | false |  | download_mbps | haas/entity/sensor/internet/network_internet_download/config | telegraf/macmini-mae/internet |  | {% if value_json is defined and value_json.fields is defined and value_json.fields.download_mbps is defined %} {{ value_json.fields.download_mbps ¦ float(0) ¦ round(2) }} {% else %} {{ "" }} {% endif %} | 1 |  | internet-python-script | 1.25.3 | telegraf | Python Script | JaneAndGraham |  | Home
2504 | Enabled | Internet | sensor | network_certifcate_expiry | network_certifcate_expiry | Certifcate Expiry | Internet Telemetry | Diagnostics |  |  |  | Table | [14 empty] | measurement | d |  | mdi:cloud-lock | 200 | false |  | expiry_s | haas/entity/sensor/internet/network_certifcate_expiry/config | telegraf/macmini-mae/internet |  | {% if value_json is defined and value_json.fields is defined and value_json.fields.expiry_s is defined %} {{ ((value_json.fields.expiry_s ¦ int(0)) / 60 / 60 / 24) ¦ round(2) }} {% else %} {{ "" }} {% endif %} | 1 |  | internet-python-script | 1.25.3 | telegraf | Python Script | JaneAndGraham |  | Home
2505 | Disabled | Automation | input_boolean | network_refresh_zigbee_router_lqi | network_refresh_zigbee_router_lqi | Refresh State | Zigbee Link Quality | Diagnostics |  |  |  | Table_NoToggle | [17 empty] | mdi:wifi-refresh
2506 | Enabled | IKEA | sensor | template_driveway_repeater_linkquality_percentage | template_driveway_repeater_linkquality_percentage | Driveway Repeater | Zigbee Link Quality | Diagnostics |  |  |  | Table_NoToggle
2507 | Enabled | IKEA | sensor | template_landing_repeater_linkquality_percentage | template_landing_repeater_linkquality_percentage | Landing Repeater | Zigbee Link Quality | Diagnostics |  |  |  | Table_NoToggle
2508 | Enabled | IKEA | sensor | template_garden_repeater_linkquality_percentage | template_garden_repeater_linkquality_percentage | Garden Repeater | Zigbee Link Quality | Diagnostics |  |  |  | Table_NoToggle
2509 | Enabled | Phillips | sensor | template_kitchen_fan_outlet_linkquality_percentage | template_kitchen_fan_outlet_linkquality_percentage | Kitchen Fan Outlet | Zigbee Link Quality | Diagnostics |  |  |  | Table_NoToggle
2510 | Enabled | Phillips | sensor | template_deck_fans_outlet_linkquality_percentage | template_deck_fans_outlet_linkquality_percentage | Deck Fans Outlet | Zigbee Link Quality | Diagnostics |  |  |  | Table_NoToggle
2511 | Enabled | Phillips | sensor | template_edwin_wardrobe_outlet_linkquality_percentage | template_edwin_wardrobe_outlet_linkquality_percentage | Edwin Wardrobe Outlet | Zigbee Link Quality | Diagnostics |  |  |  | Table_NoToggle
2512 | Enabled | WeeWX | sensor | weatherstation_coms_signal_quality | weatherstation_coms_signal_quality | Davis Console | Radio Link Quality | Diagnostics | [22 empty] | 300 | false |  | rxCheckPercent | haas/entity/sensor/weewx/weatherstation_coms_signal_quality/config | weewx/weatherstation_coms_signal_quality |  | {{ value ¦ float(0) ¦ round(0) }} | 1 |  | weather-station | 3.15 | console | Vantage Pro2 | Davis |  | Rack
2513 | Enabled | WeeWX | sensor | template_weatherstation_coms_signal_quality_percentage | template_weatherstation_coms_signal_quality_percentage | Davis Console | Radio Link Quality | Diagnostics |  |  |  | Table
2514 | Enabled | _ | user_interface | column_break | column_break | Column Break | Radio Link Quality | Diagnostics |  |  |  | Break | custom:layout-break
2520 | Enabled | Yale | sensor | back_door_lock_battery | back_door_lock_battery | Yale Back Door Lock | Battery Charge | Diagnostics |  |  |  | Table
2521 | Enabled | Yale | sensor | front_door_lock_battery | front_door_lock_battery | Yale Front Door Lock | Battery Charge | Diagnostics |  |  |  | Table
2522 | Enabled | Sonoff | sensor | template_back_door_sensor_battery_last | template_back_door_sensor_battery_last | Sonoff Back Door Sensor | Battery Charge | Diagnostics |  |  |  | Table
2523 | Enabled | Sonoff | sensor | template_front_door_sensor_battery_last | template_front_door_sensor_battery_last | Sonoff Front Door Sensor | Battery Charge | Diagnostics |  |  |  | Table
2524 | Disabled | Xiaomi | sensor | home_cube_remote_battery | home_cube_remote_battery | Xiaomi Cube Remote | Battery Charge | Diagnostics |  |  |  | Table
2525 | Enabled | Automation | sensor | template_weatherstation_console_battery_percent_int | template_weatherstation_console_battery_percent_int | Davis Console | Battery Charge | Diagnostics |  |  |  | Table | [14 empty] | measurement | % | battery
2526 | Enabled | WeeWX | sensor | weatherstation_console_battery_voltage | weatherstation_console_battery_voltage | Davis Console Voltage | Battery Charge | Diagnostics | [18 empty] | measurement | V | voltage | mdi:battery-30 | 300 | false |  | consBatteryVoltage | haas/entity/sensor/weewx/weatherstation_console_battery_voltage/config | weewx/weatherstation_console_battery_voltage |  | {{ value ¦ float(0) ¦ round(1) }} | 1 |  | weather-station | 3.15 | console | Vantage Pro2 | Davis |  | Rack
2527 | Enabled | Netatmo | sensor | bertram_2_office_pantry_battery_percent | bertram_2_office_pantry_battery_percent | Netatmo Pantry | Battery Charge | Diagnostics |  |  |  | Table | [28 empty] | netatmo-office-pantry | 181 | v3 | Weather Station | Netatmo |  | Pantry
2528 | Enabled | Netatmo | sensor | bertram_2_office_lounge_battery_percent | bertram_2_office_lounge_battery_percent | Netatmo Lounge | Battery Charge | Diagnostics |  |  |  | Table | [28 empty] | netatmo-office-lounge | 181 | v3 | Weather Station | Netatmo |  | Lounge
2529 | Enabled | Netatmo | sensor | bertram_2_office_dining_battery_percent | bertram_2_office_dining_battery_percent | Netatmo Dining | Battery Charge | Diagnostics |  |  |  | Table | [28 empty] | netatmo-office-dining | 181 | v3 | Weather Station | Netatmo |  | Dining
2530 | Enabled | Netatmo | sensor | bertram_2_office_basement_battery_percent | bertram_2_office_basement_battery_percent | Netatmo Basement | Battery Charge | Diagnostics |  |  |  | Table | [28 empty] | netatmo-office-basement | 181 | v3 | Weather Station | Netatmo |  | Basement
2531 | Enabled | Sonos | sensor | parents_move_battery | parents_move_battery | Sonos Parents | Battery Charge | Diagnostics |  |  |  | Table
2532 | Enabled | Sonos | sensor | kitchen_move_battery | kitchen_move_battery | Sonos Kitchen | Battery Charge | Diagnostics |  |  |  | Table
2533 | Enabled | _ | user_interface | column_break | column_break | Column Break | Battery Charge | Diagnostics |  |  |  | Break | custom:layout-break
2550 | Enabled | Powercalc | sensor | all_standby | all_standby | Standby Power | Power Plugs | Diagnostics | [5 empty] | True |  |  |  |  | power_sensor_id: sensor.all_standby_power energy_sensor_id: sensor.all_standby_energy
2551 | Enabled | Powercalc Proxy | binary_sensor | template_lounge_tv_outlet_plug_proxy | template_lounge_tv_outlet_plug_proxy | Lounge TV | Power Plugs | Diagnostics | [5 empty] | True | Home | Home Base | Audio Visual Devices | Lounge TV | standby_power: 1.54 unavailable_power: 0 fixed: power: 2.19 | [23 empty] | switch | HS110 | TPLink |  | Lounge
2552 | Enabled | TPLink | switch | lounge_tv_outlet_plug | lounge_tv_outlet_plug | Lounge TV | Power Plugs | Diagnostics |  |  |  | Table_NoToggle |  | True | Home | Home Base | Audio Visual Devices | Lounge TV | power_sensor_id: sensor.lounge_tv_outlet_plug_current_consumption force_energy_sensor_creation: true | [10 empty] | mdi:television | [10 empty] | tplink-lounge-tv | 1.5.7 | tv | HS110 | TPLink | {"led": "False"} | Lounge |  | net_Isolated_br6_10-0-6-0-24 | ac:84:c6:54:a3:a2 | 10.0.6.80 |  |  | [["mac", "ac:84:c6:54:a3:a2"], ["ip", "10.0.6.80"]]
2553 | Enabled | Powercalc Proxy | binary_sensor | template_lounge_sub_plug_proxy | template_lounge_sub_plug_proxy | Lounge Sub | Power Plugs | Diagnostics | [5 empty] | True | Home | Home Base | Audio Visual Devices | Lounge Sub | standby_power: 1.54 unavailable_power: 0 fixed: power: 2.19 | [23 empty] | switch | KP115 | TPLink |  | Lounge
2554 | Enabled | TPLink | switch | lounge_sub_plug | lounge_sub_plug | Lounge Sub | Power Plugs | Diagnostics |  |  |  | Table_NoToggle |  | True | Home | Home Base | Audio Visual Devices | Lounge Sub | power_sensor_id: sensor.lounge_sub_plug_current_consumption force_energy_sensor_creation: true | [10 empty] | mdi:speaker | [10 empty] | tplink-lounge-sub | 1.0.17 | sub | KP115 | TPLink | {"led": "False"} | Lounge |  | net_Isolated_br6_10-0-6-0-24 | 10:27:f5:31:f2:2b | 10.0.6.70 |  |  | [["mac", "10:27:f5:31:f2:2b"], ["ip", "10.0.6.70"]]
2555 | Enabled | Powercalc Proxy | binary_sensor | template_study_outlet_plug_proxy | template_study_outlet_plug_proxy | Study Outlet | Power Plugs | Diagnostics | [5 empty] | True | Home | Home Base | Power Plugs | Study Outlet | standby_power: 0.5 unavailable_power: 0 fixed: power: 0.9 | [23 empty] | switch | KP115 | TPLink |  | Study
2556 | Enabled | TPLink | switch | study_outlet_plug | study_outlet_plug | Study Outlet | Power Plugs | Diagnostics |  |  |  | Table_NoToggle |  | True | Home | Home Base | Power Plugs | Study Outlet | power_sensor_id: sensor.study_outlet_plug_current_consumption force_energy_sensor_creation: true | [10 empty] | mdi:power-plug-outline | [10 empty] | tplink-study-outlet | 1.0.17 | outlet | KP115 | TPLink | {"led": "False"} | Study |  | net_Isolated_br6_10-0-6-0-24 | 60:a4:b7:1f:72:0a | 10.0.6.82 |  |  | [["mac", "60:a4:b7:1f:72:0a"], ["ip", "10.0.6.82"]]
2557 | Enabled | Powercalc Proxy | binary_sensor | template_office_outlet_plug_proxy | template_office_outlet_plug_proxy | Office Outlet | Power Plugs | Diagnostics | [5 empty] | True | Home | Home Base | Power Plugs | Office Outlet | standby_power: 0.5 unavailable_power: 0 fixed: power: 0.9 | [23 empty] | switch | KP115 | TPLink |  | Office
2558 | Enabled | TPLink | switch | office_outlet_plug | office_outlet_plug | Office Outlet | Power Plugs | Diagnostics |  |  |  | Table_NoToggle |  | True | Home | Home Base | Power Plugs | Office Outlet | power_sensor_id: sensor.office_outlet_plug_current_consumption force_energy_sensor_creation: true | [10 empty] | mdi:power-plug-outline | [10 empty] | tplink-office-outlet | 1.0.17 | outlet | KP115 | TPLink | {"led": "True"} | Office |  | net_Isolated_br6_10-0-6-0-24 | 10:27:f5:31:ec:58 | 10.0.6.83 |  |  | [["mac", "10:27:f5:31:ec:58"], ["ip", "10.0.6.83"]]
2559 | Enabled | Powercalc Proxy | binary_sensor | template_kitchen_dish_washer_plug_proxy | template_kitchen_dish_washer_plug_proxy | Dish Washer | Power Plugs | Diagnostics | [5 empty] | True | Home | Home Peak | Whitegoods Discretionary | Kitchen Dish Washer | standby_power: 0.5 unavailable_power: 0 fixed: power: 0.9 | [23 empty] | switch | KP115 | TPLink |  | Kitchen
2560 | Enabled | TPLink | switch | kitchen_dish_washer_plug | kitchen_dish_washer_plug | Dish Washer | Power Plugs | Diagnostics |  |  |  | Table_NoToggle |  | True | Home | Home Peak | Whitegoods Discretionary | Kitchen Dish Washer | power_sensor_id: sensor.kitchen_dish_washer_plug_current_consumption force_energy_sensor_creation: true | [10 empty] | mdi:dishwasher | [10 empty] | tplink-kitchen-dish_washer | 1.0.17 | dish_washer | KP115 | TPLink | {"led": "False"} | Kitchen |  | net_Isolated_br6_10-0-6-0-24 | 5c:a6:e6:25:55:f7 | 10.0.6.73 |  |  | [["mac", "5c:a6:e6:25:55:f7"], ["ip", "10.0.6.73"]]
2561 | Enabled | Powercalc Proxy | binary_sensor | template_laundry_clothes_dryer_plug_proxy | template_laundry_clothes_dryer_plug_proxy | Clothes Dryer | Power Plugs | Diagnostics | [5 empty] | True | Home | Home Peak | Whitegoods Discretionary | Laundry Clothes Dryer | standby_power: 0.5 unavailable_power: 0 fixed: power: 0.9 | [23 empty] | switch | KP115 | TPLink |  | Laundry
2562 | Enabled | TPLink | switch | laundry_clothes_dryer_plug | laundry_clothes_dryer_plug | Clothes Dryer | Power Plugs | Diagnostics |  |  |  | Table_NoToggle |  | True | Home | Home Peak | Whitegoods Discretionary | Laundry Clothes Dryer | power_sensor_id: sensor.laundry_clothes_dryer_plug_current_consumption force_energy_sensor_creation: true | [10 empty] | mdi:tumble-dryer | [10 empty] | tplink-laundry-clothes-dryer | 1.0.17 | clothes-dryer | KP115 | TPLink | {"led": "False"} | Laundry |  | net_Isolated_br6_10-0-6-0-24 | 5c:a6:e6:25:55:f0 | 10.0.6.74 |  |  | [["mac", "5c:a6:e6:25:55:f0"], ["ip", "10.0.6.74"]]
2563 | Enabled | Powercalc Proxy | binary_sensor | template_laundry_washing_machine_plug_proxy | template_laundry_washing_machine_plug_proxy | Washing Machine | Power Plugs | Diagnostics | [5 empty] | True | Home | Home Peak | Whitegoods Discretionary | Laundry Washing Machine | standby_power: 0.5 unavailable_power: 0 fixed: power: 0.9 | [23 empty] | switch | KP115 | TPLink |  | Laundry
2564 | Enabled | TPLink | switch | laundry_washing_machine_plug | laundry_washing_machine_plug | Washing Machine | Power Plugs | Diagnostics |  |  |  | Table_NoToggle |  | True | Home | Home Peak | Whitegoods Discretionary | Laundry Washing Machine | power_sensor_id: sensor.laundry_washing_machine_plug_current_consumption force_energy_sensor_creation: true | [10 empty] | mdi:washing-machine | [10 empty] | tplink-laundry-washing-machine | 1.0.17 | washing-machine | KP115 | TPLink | {"led": "False"} | Laundry |  | net_Isolated_br6_10-0-6-0-24 | 5c:a6:e6:25:5a:a3 | 10.0.6.75 |  |  | [["mac", "5c:a6:e6:25:5a:a3"], ["ip", "10.0.6.75"]]
2565 | Enabled | Powercalc Proxy | binary_sensor | template_kitchen_coffee_machine_plug_proxy | template_kitchen_coffee_machine_plug_proxy | Coffee Machine | Power Plugs | Diagnostics | [5 empty] | True | Home | Home Peak | Whitegoods Discretionary | Kitchen Coffee Machine | standby_power: 0.5 unavailable_power: 0 fixed: power: 0.9 | [23 empty] | switch | KP115 | TPLink |  | Kitchen
2566 | Enabled | TPLink | switch | kitchen_coffee_machine_plug | kitchen_coffee_machine_plug | Coffee Machine | Power Plugs | Diagnostics |  |  |  | Table_NoToggle |  | True | Home | Home Peak | Whitegoods Discretionary | Kitchen Coffee Machine | power_sensor_id: sensor.kitchen_coffee_machine_plug_current_consumption force_energy_sensor_creation: true | [10 empty] | mdi:coffee-maker | [10 empty] | tplink-kitchen-coffee-machine | 1.0.17 | coffee-machine | KP115 | TPLink | {"led": "False"} | Kitchen |  | net_Isolated_br6_10-0-6-0-24 | 60:a4:b7:1f:71:0a | 10.0.6.76 |  |  | [["mac", "60:a4:b7:1f:71:0a"], ["ip", "10.0.6.76"]]
2567 | Enabled | Powercalc Proxy | binary_sensor | template_kitchen_fridge_plug_proxy | template_kitchen_fridge_plug_proxy | Kitchen Fridge | Power Plugs | Diagnostics | [5 empty] | True | Home | Home Base | Whitegoods Continuous | Kitchen Fridge | standby_power: 1.54 unavailable_power: 0 fixed: power: 2.19 | [23 empty] | switch | HS110 | TPLink |  | Kitchen
2568 | Enabled | TPLink | switch | kitchen_fridge_plug | kitchen_fridge_plug | Kitchen Fridge | Power Plugs | Diagnostics |  |  |  | Table_NoToggle |  | True | Home | Home Base | Whitegoods Continuous | Kitchen Fridge | power_sensor_id: sensor.kitchen_fridge_plug_current_consumption force_energy_sensor_creation: true | [10 empty] | mdi:fridge-outline | [10 empty] | tplink-kitchen-fridge | 1.5.7 | fridge | HS110 | TPLink | {"led": "False"} | Kitchen |  | net_Isolated_br6_10-0-6-0-24 | ac:84:c6:54:96:50 | 10.0.6.77 |  |  | [["mac", "ac:84:c6:54:96:50"], ["ip", "10.0.6.77"]]
2569 | Enabled | Powercalc Proxy | binary_sensor | template_deck_freezer_plug_proxy | template_deck_freezer_plug_proxy | Deck Freezer | Power Plugs | Diagnostics | [5 empty] | True | Home | Home Base | Whitegoods Continuous | Deck Freezer | standby_power: 1.54 unavailable_power: 0 fixed: power: 2.19 | [23 empty] | switch | HS110 | TPLink |  | Deck
2570 | Enabled | TPLink | switch | deck_freezer_plug | deck_freezer_plug | Deck Freezer | Power Plugs | Diagnostics |  |  |  | Table_NoToggle |  | True | Home | Home Base | Whitegoods Continuous | Deck Freezer | power_sensor_id: sensor.deck_freezer_plug_current_consumption force_energy_sensor_creation: true | [10 empty] | mdi:fridge-top | [10 empty] | tplink-deck-freezer | 1.5.7 | freezer | HS110 | TPLink | {"led": "False"} | Deck |  | net_Isolated_br6_10-0-6-0-24 | ac:84:c6:54:9e:cf | 10.0.6.78 |  |  | [["mac", "ac:84:c6:54:9e:cf"], ["ip", "10.0.6.78"]]
2571 | Enabled | Powercalc Proxy | binary_sensor | template_study_battery_charger_plug_proxy | template_study_battery_charger_plug_proxy | Battery Charger | Power Plugs | Diagnostics | [5 empty] | True | Home | Home Base | Power Plugs | Study Battery Charger | standby_power: 0.5 unavailable_power: 0 fixed: power: 0.9 | [23 empty] | switch | KP115 | TPLink |  | Study
2572 | Enabled | TPLink | switch | study_battery_charger_plug | study_battery_charger_plug | Battery Charger | Power Plugs | Diagnostics |  |  |  | Table_NoToggle |  | True | Home | Home Base | Power Plugs | Study Battery Charger | power_sensor_id: sensor.study_battery_charger_plug_current_consumption force_energy_sensor_creation: true | [10 empty] | mdi:battery-charging-30 | [10 empty] | tplink-study-battery-charger | 1.0.17 | battery-charger | KP115 | TPLink | {"led": "False"} | Study |  | net_Isolated_br6_10-0-6-0-24 | 5c:a6:e6:25:64:e9 | 10.0.6.71 |  |  | [["mac", "5c:a6:e6:25:64:e9"], ["ip", "10.0.6.71"]]
2573 | Enabled | Powercalc Proxy | binary_sensor | template_laundry_vacuum_charger_plug_proxy | template_laundry_vacuum_charger_plug_proxy | Vacuum Charger | Power Plugs | Diagnostics | [5 empty] | True | Home | Home Base | Power Plugs | Laundry Vacuum Charger | standby_power: 0.5 unavailable_power: 0 fixed: power: 0.9 | [23 empty] | switch | KP115 | TPLink |  | Laundry
2574 | Enabled | TPLink | switch | laundry_vacuum_charger_plug | laundry_vacuum_charger_plug | Vacuum Charger | Power Plugs | Diagnostics |  |  |  | Table_NoToggle |  | True | Home | Home Base | Power Plugs | Laundry Vacuum Charger | power_sensor_id: sensor.laundry_vacuum_charger_plug_current_consumption force_energy_sensor_creation: true | [10 empty] | mdi:battery-charging-30 | [10 empty] | tplink-laundry-vacuum-charger | 1.0.17 | vacuum-charger | KP115 | TPLink | {"led": "True"} | Laundry |  | net_Isolated_br6_10-0-6-0-24 | 5c:a6:e6:25:57:fd | 10.0.6.72 |  |  | [["mac", "5c:a6:e6:25:57:fd"], ["ip", "10.0.6.72"]]
2575 | Enabled | Powercalc Proxy | binary_sensor | template_ada_tablet_outlet_plug_proxy | template_ada_tablet_outlet_plug_proxy | Ada Tablet | Power Plugs | Diagnostics | [5 empty] | True | Home | Home Base | Audio Visual Devices | Ada Tablet | standby_power: 0.5 unavailable_power: 0 fixed: power: 0.9 | [23 empty] | switch | KP115 | TPLink |  | Lounge
2576 | Enabled | TPLink | switch | ada_tablet_outlet_plug | ada_tablet_outlet_plug | Ada Tablet | Power Plugs | Diagnostics |  |  |  | Table_NoToggle |  | True | Home | Home Base | Audio Visual Devices | Ada Tablet | power_sensor_id: sensor.ada_tablet_outlet_plug_current_consumption force_energy_sensor_creation: true | [10 empty] | mdi:tablet | [10 empty] | tplink-lounge-ada-tablet | 1.0.17 | ada-tablet | KP115 | TPLink | {"led": "False"} | Lounge |  | net_Isolated_br6_10-0-6-0-24 | 5c:a6:e6:25:59:03 | 10.0.6.90 |  |  | [["mac", "5c:a6:e6:25:59:03"], ["ip", "10.0.6.90"]]
2577 | Enabled | Powercalc Proxy | binary_sensor | template_server_flo_outlet_plug_proxy | template_server_flo_outlet_plug_proxy | Server Flo | Power Plugs | Diagnostics | [5 empty] | True |  |  | Servers | Server Flo | standby_power: 0.5 unavailable_power: 0 fixed: power: 0.9 | [23 empty] | switch | KP115 | TPLink |  | Rack
2578 | Enabled | TPLink | switch | server_flo_outlet_plug | server_flo_outlet_plug | Server Flo | Power Plugs | Diagnostics |  |  |  | Table_NoToggle |  | True |  |  | Servers | Server Flo | power_sensor_id: sensor.server_flo_outlet_plug_current_consumption force_energy_sensor_creation: true | [10 empty] | mdi:server | [10 empty] | tplink-rack-macbook-flo | 1.0.17 | macbook-flo | KP115 | TPLink | {"led": "True"} | Rack |  | net_Isolated_br6_10-0-6-0-24 | 5c:a6:e6:25:56:a7 | 10.0.6.91 |  |  | [["mac", "5c:a6:e6:25:56:a7"], ["ip", "10.0.6.91"]]
2579 | Enabled | Powercalc Proxy | binary_sensor | template_server_meg_outlet_plug_proxy | template_server_meg_outlet_plug_proxy | Server Meg | Power Plugs | Diagnostics | [5 empty] | True |  |  | Servers | Server Meg | standby_power: 0.5 unavailable_power: 0 fixed: power: 0.9 | [23 empty] | switch | KP115 | TPLink |  | Rack
2580 | Enabled | TPLink | switch | server_meg_outlet_plug | server_meg_outlet_plug | Server Meg | Power Plugs | Diagnostics |  |  |  | Table_NoToggle |  | True |  |  | Servers | Server Meg | power_sensor_id: sensor.server_meg_outlet_plug_current_consumption force_energy_sensor_creation: true | [10 empty] | mdi:server | [10 empty] | tplink-rack-macmini-meg | 1.0.17 | macmini-meg | KP115 | TPLink | {"led": "True"} | Rack |  | net_Isolated_br6_10-0-6-0-24 | 5c:a6:e6:25:59:c0 | 10.0.6.92 |  |  | [["mac", "5c:a6:e6:25:59:c0"], ["ip", "10.0.6.92"]]
2581 | Enabled | Powercalc Proxy | binary_sensor | template_rack_outlet_plug_proxy | template_rack_outlet_plug_proxy | Server Rack | Power Plugs | Diagnostics | [5 empty] | True | Home | Home Base | Servers & Network | Server Rack | standby_power: 1.54 unavailable_power: 0 fixed: power: 2.19 | [23 empty] | switch | HS110 | TPLink |  | Rack
2582 | Enabled | TPLink | switch | rack_outlet_plug | rack_outlet_plug | Server Rack | Power Plugs | Diagnostics |  |  |  | Table_NoToggle |  | True | Home | Home Base | Servers & Network | Server Rack | power_sensor_id: sensor.rack_outlet_plug_current_consumption force_energy_sensor_creation: true | [10 empty] | mdi:server | [10 empty] | tplink-rack-outlet | 1.5.7 | outlet | HS110 | TPLink | {"led": "False"} | Rack |  | net_Isolated_br6_10-0-6-0-24 | ac:84:c6:54:95:8b | 10.0.6.86 |  |  | [["mac", "ac:84:c6:54:95:8b"], ["ip", "10.0.6.86"]]
2583 | Enabled | Powercalc Proxy | binary_sensor | template_roof_network_switch_plug_proxy | template_roof_network_switch_plug_proxy | Network Switch | Power Plugs | Diagnostics | [5 empty] | True | Home | Home Base | Servers & Network | Network Switch | standby_power: 1.54 unavailable_power: 0 fixed: power: 2.19 | [23 empty] | switch | HS110 | TPLink |  | Roof
2584 | Enabled | TPLink | switch | roof_network_switch_plug | roof_network_switch_plug | Network Switch | Power Plugs | Diagnostics |  |  |  | Table_NoToggle |  | True | Home | Home Base | Servers & Network | Network Switch | power_sensor_id: sensor.roof_network_switch_plug_current_consumption force_energy_sensor_creation: true | [10 empty] | mdi:server-network | [10 empty] | tplink-roof-network-switch | 1.5.7 | network-switch | HS110 | TPLink | {"led": "False"} | Roof |  | net_Isolated_br6_10-0-6-0-24 | ac:84:c6:0d:20:9e | 10.0.6.84 |  |  | [["mac", "ac:84:c6:0d:20:9e"], ["ip", "10.0.6.84"]]
2585 | Enabled | Powercalc Proxy | binary_sensor | template_rack_internet_modem_plug_proxy | template_rack_internet_modem_plug_proxy | Internet Modem | Power Plugs | Diagnostics | [5 empty] | True |  |  | Network | Internet Modem | standby_power: 0.5 unavailable_power: 0 fixed: power: 0.9 | [23 empty] | switch | KP115 | TPLink |  | Rack
2586 | Enabled | TPLink | switch | rack_internet_modem_plug | rack_internet_modem_plug | Internet Modem | Power Plugs | Diagnostics |  |  |  | Table_NoToggle |  | True |  |  | Network | Internet Modem | power_sensor_id: sensor.rack_internet_modem_plug_current_consumption force_energy_sensor_creation: true | [10 empty] | mdi:router-wireless | [10 empty] | tplink-rack-modem | 1.0.17 | modem | KP115 | TPLink | {"led": "False"} | Rack |  | net_Isolated_br6_10-0-6-0-24 | 10:27:f5:31:f6:7e | 10.0.6.85 |  |  | [["mac", "10:27:f5:31:f6:7e"], ["ip", "10.0.6.85"]]
2587 | Enabled | Phillips | switch | deck_fans_outlet | deck_fans_outlet | Deck Fans Outlet | Power Plugs | Diagnostics |  |  |  | Table_NoToggle |  | True | Home | Home Base | Servers & Network | Zigbee Repeaters | standby_power: 0.2 fixed: power: 0.5 |  |  | Device |  | homeassistant: expire_after: 3600 linkquality: enabled_by_default: true last_seen: enabled_by_default: true | [5 empty] | mdi:power-plug-outline | [9 empty] | https://zigbee2mqtt.janeandgraham.com/#/device/0x00178801086168ac | deck-fans-outlet | 1.93.6 | fans-outlet | LOM005 | Phillips |  | Deck |  |  | 0x00178801086168ac |  |  |  | [["mac", "0x00178801086168ac"]]
2588 | Enabled | Phillips | switch | kitchen_fan_outlet | kitchen_fan_outlet | Kitchen Fan Outlet | Power Plugs | Diagnostics |  |  |  | Table_NoToggle |  | True | Home | Home Base | Servers & Network | Zigbee Repeaters | standby_power: 0.2 fixed: power: 0.5 |  |  | Device |  | homeassistant: expire_after: 3600 linkquality: enabled_by_default: true last_seen: enabled_by_default: true | [5 empty] | mdi:power-plug-outline | [9 empty] | https://zigbee2mqtt.janeandgraham.com/#/device/0x0017880109d4659c | kitchen-fan-outlet | 1.93.6 | fan-outlet | LOM005 | Phillips |  | Kitchen |  |  | 0x0017880109d4659c |  |  |  | [["mac", "0x0017880109d4659c"]]
2589 | Enabled | Phillips | switch | edwin_wardrobe_outlet | edwin_wardrobe_outlet | Edwin Wardobe Outlet | Power Plugs | Diagnostics |  |  |  | Table_NoToggle |  | True | Home | Home Base | Servers & Network | Zigbee Repeaters | standby_power: 0.2 fixed: power: 0.5 |  |  | Device |  | homeassistant: expire_after: 3600 linkquality: enabled_by_default: true last_seen: enabled_by_default: true | [5 empty] | mdi:power-plug-outline | [9 empty] | https://zigbee2mqtt.janeandgraham.com/#/device/0x0017880108fd8633 | edwin-wardrobe-outlet | 1.93.6 | wardrobe-outlet | LOM005 | Phillips |  | Edwin |  |  | 0x0017880108fd8633 |  |  |  | [["mac", "0x0017880108fd8633"]]
2590 | Enabled | Tasmota | switch | rack_fans_plug | rack_fans_plug | Rack Fans | Power Plugs | Diagnostics |  |  |  | Table_NoToggle | [13 empty] | { "PowerOnState": 0 } |  |  |  | mdi:server-remove | 0 | false | true | switch | haas/entity/switch/tasmota/rack_fans_plug/config | tasmota/device/rack_fans_plug/tele/STATE | tasmota/device/rack_fans_plug/cmnd/POWER | {{ value_json.POWER }} | 1 | http://10.0.6.101/? | sonoff-rack-fans | 13.0.0 | fans | BASICR2 | Sonoff | { "base": 1, "name": "Sonoff BASICR2" } | Rack |  | net_Isolated_br6_10-0-6-0-24 | 4c:eb:d6:b5:a5:28 | 10.0.6.101 |  |  | [["mac", "4c:eb:d6:b5:a5:28"], ["ip", "10.0.6.101"]]
2591 | Enabled | IKEA | sensor | garden_repeater_linkquality | garden_repeater_linkquality | Garden Repeater | Power Plugs | Diagnostics | [5 empty] | True | Home | Home Base | Servers & Network | Zigbee Repeaters | standby_power: 0 fixed: power: 0.4 |  |  | Device |  | homeassistant: expire_after: 3600 linkquality: enabled_by_default: true last_seen: enabled_by_default: true | [15 empty] | https://zigbee2mqtt.janeandgraham.com/#/device/0x2c1165fffec5a3f6 | garden-repeater | 2.3.086 | repeater | E1746 | IKEA |  | Garden |  |  | 0x2c1165fffec5a3f6 |  |  |  | [["mac", "0x2c1165fffec5a3f6"]]
2592 | Enabled | IKEA | sensor | landing_repeater_linkquality | landing_repeater_linkquality | Landing Repeater | Power Plugs | Diagnostics | [5 empty] | True | Home | Home Base | Servers & Network | Zigbee Repeaters | standby_power: 0 fixed: power: 0.4 |  |  | Device |  | homeassistant: expire_after: 3600 linkquality: enabled_by_default: true last_seen: enabled_by_default: true | [15 empty] | https://zigbee2mqtt.janeandgraham.com/#/device/0x2c1165fffebaa93c | landing-repeater | 2.3.086 | repeater | E1746 | IKEA |  | Landing |  |  | 0x2c1165fffebaa93c |  |  |  | [["mac", "0x2c1165fffebaa93c"]]
2593 | Enabled | IKEA | sensor | driveway_repeater_linkquality | driveway_repeater_linkquality | Driveway Repeater | Power Plugs | Diagnostics | [5 empty] | True | Home | Home Base | Servers & Network | Zigbee Repeaters | standby_power: 0 fixed: power: 0.4 |  |  | Device |  | homeassistant: expire_after: 3600 linkquality: enabled_by_default: true last_seen: enabled_by_default: true | [15 empty] | https://zigbee2mqtt.janeandgraham.com/#/device/0x50325ffffe47b8fa | driveway-repeater | 2.3.086 | repeater | E1746 | IKEA |  | Driveway |  |  | 0x50325ffffe47b8fa |  |  |  | [["mac", "0x50325ffffe47b8fa"]]
2594 | Enabled | _ | user_interface | column_break | column_break | Column Break | Power Plugs | Diagnostics |  |  |  | Break | custom:layout-break
2600 | Enabled | Automation | input_boolean | lighting_reset_adaptive_lighting_all | lighting_reset_adaptive_lighting_all | All Lights | Reset Adaptive Lighting | Diagnostics |  |  |  | Table_NoToggle | [17 empty] | mdi:lightbulb-group | [16 empty] | Home
2601 | Enabled | Automation | input_boolean | lighting_reset_adaptive_lighting_ada_lamp | lighting_reset_adaptive_lighting_ada_lamp | Ada Lamp | Reset Adaptive Lighting | Diagnostics | Lamp Reset |  |  | Table_NoToggle | [17 empty] | mdi:lightbulb-group | [16 empty] | Ada | Zombie
2602 | Enabled | Automation | input_boolean | lighting_reset_adaptive_lighting_edwin_lamp | lighting_reset_adaptive_lighting_edwin_lamp | Edwin Lamp | Reset Adaptive Lighting | Diagnostics | Lamp Reset |  |  | Table_NoToggle | [17 empty] | mdi:lightbulb-group | [16 empty] | Edwin | Zombie
2603 | Enabled | Automation | input_boolean | lighting_reset_adaptive_lighting_edwin_night_light | lighting_reset_adaptive_lighting_edwin_night_light | Edwin Night Light | Reset Adaptive Lighting | Diagnostics | Night Light Reset |  |  | Table_NoToggle | [17 empty] | mdi:lightbulb-group | [16 empty] | Edwin | Zombie
2604 | Enabled | Automation | input_boolean | lighting_reset_adaptive_lighting_hallway_main | lighting_reset_adaptive_lighting_hallway_main | Hallway Main | Reset Adaptive Lighting | Diagnostics | Main Reset |  |  | Table_NoToggle | [17 empty] | mdi:lightbulb-group | [16 empty] | Hallway
2605 | Enabled | Automation | input_boolean | lighting_reset_adaptive_lighting_hallway_sconces | lighting_reset_adaptive_lighting_hallway_sconces | Hallway Sconces | Reset Adaptive Lighting | Diagnostics | Sconces Reset |  |  | Table_NoToggle | [17 empty] | mdi:lightbulb-group | [16 empty] | Hallway
2606 | Enabled | Automation | input_boolean | lighting_reset_adaptive_lighting_dining_main | lighting_reset_adaptive_lighting_dining_main | Dining Main | Reset Adaptive Lighting | Diagnostics | Main Reset |  |  | Table_NoToggle | [17 empty] | mdi:lightbulb-group | [16 empty] | Dining
2607 | Enabled | Automation | input_boolean | lighting_reset_adaptive_lighting_lounge_main | lighting_reset_adaptive_lighting_lounge_main | Lounge Main | Reset Adaptive Lighting | Diagnostics | Main Reset |  |  | Table_NoToggle | [17 empty] | mdi:lightbulb-group | [16 empty] | Lounge
2608 | Enabled | Automation | input_boolean | lighting_reset_adaptive_lighting_lounge_lamp | lighting_reset_adaptive_lighting_lounge_lamp | Lounge Lamp | Reset Adaptive Lighting | Diagnostics | Lamp Reset |  |  | Table_NoToggle | [17 empty] | mdi:lightbulb-group | [16 empty] | Home | Zombie
2609 | Enabled | Automation | input_boolean | lighting_reset_adaptive_lighting_parents_main | lighting_reset_adaptive_lighting_parents_main | Parents Main | Reset Adaptive Lighting | Diagnostics | Main Reset |  |  | Table_NoToggle | [17 empty] | mdi:lightbulb-group | [16 empty] | Parents
2610 | Enabled | Automation | input_boolean | lighting_reset_adaptive_lighting_parents_jane_bedside | lighting_reset_adaptive_lighting_parents_jane_bedside | Jane Bedside | Reset Adaptive Lighting | Diagnostics | Jane Bedside Reset |  |  | Table_NoToggle | [17 empty] | mdi:lightbulb-group | [16 empty] | Parents
2611 | Enabled | Automation | input_boolean | lighting_reset_adaptive_lighting_parents_graham_bedside | lighting_reset_adaptive_lighting_parents_graham_bedside | Graham Bedside | Reset Adaptive Lighting | Diagnostics | Graham Bedside Reset |  |  | Table_NoToggle | [17 empty] | mdi:lightbulb-group | [16 empty] | Parents
2612 | Enabled | Automation | input_boolean | lighting_reset_adaptive_lighting_study_lamp | lighting_reset_adaptive_lighting_study_lamp | Study Lamp | Reset Adaptive Lighting | Diagnostics | Lamp Reset |  |  | Table_NoToggle | [17 empty] | mdi:lightbulb-group | [16 empty] | Study
2613 | Enabled | Automation | input_boolean | lighting_reset_adaptive_lighting_kitchen_main | lighting_reset_adaptive_lighting_kitchen_main | Kitchen Main | Reset Adaptive Lighting | Diagnostics | Main Reset |  |  | Table_NoToggle | [17 empty] | mdi:lightbulb-group | [16 empty] | Kitchen
2614 | Enabled | Automation | input_boolean | lighting_reset_adaptive_lighting_laundry_main | lighting_reset_adaptive_lighting_laundry_main | Laundry Main | Reset Adaptive Lighting | Diagnostics | Main Reset |  |  | Table_NoToggle | [17 empty] | mdi:lightbulb-group | [16 empty] | Laundry
2615 | Enabled | Automation | input_boolean | lighting_reset_adaptive_lighting_pantry_main | lighting_reset_adaptive_lighting_pantry_main | Pantry Main | Reset Adaptive Lighting | Diagnostics | Main Reset |  |  | Table_NoToggle | [17 empty] | mdi:lightbulb-group | [16 empty] | Pantry
2616 | Enabled | Automation | input_boolean | lighting_reset_adaptive_lighting_office_main | lighting_reset_adaptive_lighting_office_main | Office Main | Reset Adaptive Lighting | Diagnostics | Main Reset |  |  | Table_NoToggle | [17 empty] | mdi:lightbulb-group | [16 empty] | Office
2617 | Enabled | Automation | input_boolean | lighting_reset_adaptive_lighting_bathroom_main | lighting_reset_adaptive_lighting_bathroom_main | Bathroom Main | Reset Adaptive Lighting | Diagnostics | Main Reset |  |  | Table_NoToggle | [17 empty] | mdi:lightbulb-group | [16 empty] | Bathroom
2618 | Enabled | Automation | input_boolean | lighting_reset_adaptive_lighting_bathroom_sconces | lighting_reset_adaptive_lighting_bathroom_sconces | Bathroom Sconces | Reset Adaptive Lighting | Diagnostics | Sconces Reset |  |  | Table_NoToggle | [17 empty] | mdi:lightbulb-group | [16 empty] | Bathroom
2619 | Enabled | Automation | input_boolean | lighting_reset_adaptive_lighting_ensuite_main | lighting_reset_adaptive_lighting_ensuite_main | Ensuite Main | Reset Adaptive Lighting | Diagnostics | Main Reset |  |  | Table_NoToggle | [17 empty] | mdi:lightbulb-group | [16 empty] | Ensuite
2620 | Enabled | Automation | input_boolean | lighting_reset_adaptive_lighting_ensuite_sconces | lighting_reset_adaptive_lighting_ensuite_sconces | Ensuite Sconces | Reset Adaptive Lighting | Diagnostics | Sconces Reset |  |  | Table_NoToggle | [17 empty] | mdi:lightbulb-group | [16 empty] | Ensuite
2621 | Enabled | Automation | input_boolean | lighting_reset_adaptive_lighting_wardrobe_main | lighting_reset_adaptive_lighting_wardrobe_main | Wardrobe Main | Reset Adaptive Lighting | Diagnostics | Main Reset |  |  | Table_NoToggle | [17 empty] | mdi:lightbulb-group | [16 empty] | Wardrobe
2622 | Enabled | _ | user_interface | column_break | column_break | Column Break | Reset Adaptive Lighting | Diagnostics |  |  |  | Break | custom:layout-break
2640 | Enabled | Automation | button | synchronize_devices | synchronize_devices | Google Device Sync | Device Maintenance | Diagnostics |  |  |  | Table_NoToggle
2650 | Enabled | Google | media_player | ada_home | ada_home | Ada Home | Audio Visual Devices | Media |  |  |  | Table | media-control | True | Home | Home Base | Audio Visual Devices | Ada Audio Visual Devices | name: Ada Home | [21 empty] | google-ada-home | 1.56.324896 | home | Nest Mini | Google |  | Ada |  | net_Controlled_br4_10-0-4-0-24 | d4:f5:47:1c:cc:2d | 10.0.4.50 |  |  | [["mac", "d4:f5:47:1c:cc:2d"], ["ip", "10.0.4.50"]]
2651 | Enabled | Google | media_player | edwin_home | edwin_home | Edwin Home | Audio Visual Devices | Media |  |  |  | Table | media-control | True | Home | Home Base | Audio Visual Devices | Edwin Audio Visual Devices | name: Edwin Home | [21 empty] | google-edwin-home | 1.56.324896 | home | Nest Mini | Google |  | Edwin |  | net_Controlled_br4_10-0-4-0-24 | d4:f5:47:25:92:d5 | 10.0.4.51 |  |  | [["mac", "d4:f5:47:25:92:d5"], ["ip", "10.0.4.51"]]
2652 | Enabled | Google | media_player | parents_home | parents_home | Parents Home | Audio Visual Devices | Media |  |  |  | Table | media-control | True | Home | Home Base | Audio Visual Devices | Parents Audio Visual Devices | model: Nest Hub 2gen | [21 empty] | google-parents-home | 1.56.324896 | home | Nest Hub | Google |  | Parents |  | net_Controlled_br4_10-0-4-0-24 | dc:e5:5b:a5:a3:0d | 10.0.4.55 |  |  | [["mac", "dc:e5:5b:a5:a3:0d"], ["ip", "10.0.4.55"]]
2653 | Enabled | Google | media_player | kitchen_home | kitchen_home | Kitchen Home | Audio Visual Devices | Media |  |  |  | Table | media-control | True | Home | Home Base | Audio Visual Devices | Kitchen Audio Visual Devices | model: Nest Hub 2gen | [21 empty] | google-kitchen-home | 1.56.324896 | home | Nest Hub | Google |  | Kitchen |  | net_Controlled_br4_10-0-4-0-24 | dc:e5:5b:4c:e9:69 | 10.0.4.56 |  |  | [["mac", "dc:e5:5b:4c:e9:69"], ["ip", "10.0.4.56"]]
2654 | Enabled | Google | media_player | office_home | office_home | Office Home | Audio Visual Devices | Media |  |  |  | Table | media-control | True | Home | Home Base | Audio Visual Devices | Office Audio Visual Devices | name: Office Home | [21 empty] | google-office-home | 1.56.324896 | home | Nest Mini | Google |  | Office |  | net_Controlled_br4_10-0-4-0-24 | d4:f5:47:32:df:7b | 10.0.4.54 |  |  | [["mac", "d4:f5:47:32:df:7b"], ["ip", "10.0.4.54"]]
2655 | Enabled | Google | media_player | lounge_home | lounge_home | Lounge Home | Audio Visual Devices | Media |  |  |  | Table | media-control | True | Home | Home Base | Audio Visual Devices | Lounge Audio Visual Devices | name: Lounge Home | [21 empty] | google-lounge-home | 1.56.324896 | home | Nest Mini | Google |  | Lounge |  | net_Controlled_br4_10-0-4-0-24 | d4:f5:47:8c:d1:7e | 10.0.4.52 |  |  | [["mac", "d4:f5:47:8c:d1:7e"], ["ip", "10.0.4.52"]]
2656 | Enabled | Google | media_player | ada_tablet | ada_tablet | Ada Tablet | Audio Visual Devices | Media |  |  |  | Table | media-control | [27 empty] | google-ada-tablet | 13 | ada-tablet | Pixel Tablet | Google |  | Lounge |  | net_Controlled_br4_10-0-4-0-24 | 32:4c:57:35:08:8d | 10.0.4.57 |  |  | [["mac", "32:4c:57:35:08:8d"], ["ip", "10.0.4.57"]]
2657 | Enabled | _ | user_interface | column_break | column_break | Column Break | Audio Visual Devices | Media |  |  |  | Break | custom:layout-break
2658 | Enabled | LG | media_player | lg_webos_smart_tv | lg_webos_smart_tv | Lounge TV | Audio Visual Devices | Media |  |  |  | Table | media-control | [27 empty] | lg-lounge-tv | 7.2.0-44 | tv | OLED77CSPSA | LG |  | Lounge |  | net_Controlled_br4_10-0-4-0-24 | 4c:ba:d7:bf:94:d0 | 10.0.4.49 |  |  | [["mac", "4c:ba:d7:bf:94:d0"], ["ip", "10.0.4.49"]]
2659 | Disabled | Apple | media_player | parents_tv | parents_tv | Parents TV | Audio Visual Devices | Media |  |  |  | Table | media-control | [27 empty] | apple-parents-tv | 15.3 | tv | Apple TV | Apple |  | Parents |  | net_Controlled_br4_10-0-4-0-24 | 90:dd:5d:ce:1e:96 | 10.0.4.47 |  |  | [["mac", "90:dd:5d:ce:1e:96"], ["ip", "10.0.4.47"]]
2660 | Enabled | Google | media_player | edwin_tablet | edwin_tablet | Edwin Tablet | Audio Visual Devices | Media |  |  |  | Table | media-control | [27 empty] | google-edwin-tablet | 13 | edwin-tablet | Pixel Tablet | Google |  | Kitchen |  | net_Controlled_br4_10-0-4-0-24 | 12:93:f0:d4:3f:cb | 10.0.4.58 |  |  | [["mac", "12:93:f0:d4:3f:cb"], ["ip", "10.0.4.58"]]
2661 | Disabled | Google | media_player | office_tv | office_tv | Office TV | Audio Visual Devices | Media |  |  |  | Table | media-control | [27 empty] | google-office-tv | 1.54.279716 | tv | Chromecast | Google |  | Office |  | net_Controlled_br4_10-0-4-0-24 | 48:d6:d5:33:7c:28 | 10.0.4.53 |  |  | [["mac", "48:d6:d5:33:7c:28"], ["ip", "10.0.4.53"]]
2662 | Enabled | _ | user_interface | column_break | column_break | Column Break | Audio Visual Devices | Media |  |  |  | Break | custom:layout-break
2663 | Enabled | Sonos | media_player | lounge_arc | lounge_arc | Lounge Arc | Audio Visual Devices | Media |  |  |  | Table | media-control | True |  |  |  |  | name: Lounge Arc | [21 empty] | sonos-lounge-arc | 14.2 | arc | Arc | Sonos |  | Lounge |  | net_Controlled_br4_10-0-4-0-24 | 38:42:0b:47:73:dc | 10.0.4.43 |  |  | [["mac", "38:42:0b:47:73:dc"], ["ip", "10.0.4.43"]]
2664 | Disabled | Powercalc Proxy | binary_sensor | template_kitchen_move_proxy | template_kitchen_move_proxy | Kitchen Move | Audio Visual Devices | Media | [5 empty] | True | Home | Home Base | Audio Visual Devices | Kitchen Audio Visual Devices | standby_power: 0 linear: attribute: charging_state calibrate: - 0 -> 0 - 1 -> 5 - 5 -> 15 - 100 -> 45 | [23 empty] | media_player | Move | Sonos |  | Kitchen
2665 | Enabled | Sonos | media_player | kitchen_move | kitchen_move | Kitchen Move | Audio Visual Devices | Media |  |  |  | Table | media-control | True | Home | Home Base | Audio Visual Devices | Kitchen Audio Visual Devices | name: Kitchen Move | [21 empty] | sonos-kitchen-move | 14.2 | move | Move | Sonos |  | Kitchen |  | net_Controlled_br4_10-0-4-0-24 | 48:a6:b8:e2:50:40 | 10.0.4.41 |  |  | [["mac", "48:a6:b8:e2:50:40"], ["ip", "10.0.4.41"]]
2666 | Enabled | Sonos | media_player | kitchen_five | kitchen_five | Kitchen Five | Audio Visual Devices | Media |  |  |  | Table | media-control | True | Home | Home Base | Audio Visual Devices | Kitchen Audio Visual Devices | name: Kitchen Five | [21 empty] | sonos-kitchen-five | 14.2 | five | Five | Sonos |  | Kitchen |  | net_Controlled_br4_10-0-4-0-24 | 5c:aa:fd:f1:a3:d4 | 10.0.4.42 |  |  | [["mac", "5c:aa:fd:f1:a3:d4"], ["ip", "10.0.4.42"]]
2667 | Disabled | Powercalc Proxy | binary_sensor | template_parents_move_proxy | template_parents_move_proxy | Parents Move | Audio Visual Devices | Media | [5 empty] | True | Home | Home Base | Audio Visual Devices | Parents Audio Visual Devices | standby_power: 0 linear: attribute: charging_state calibrate: - 0 -> 0 - 1 -> 5 - 5 -> 15 - 100 -> 45 | [23 empty] | media_player | Move | Sonos |  | Parents
2668 | Enabled | Sonos | media_player | parents_move | parents_move | Parents Move | Audio Visual Devices | Media |  |  |  | Table | media-control | True | Home | Home Base | Audio Visual Devices | Parents Audio Visual Devices | name: Parents Move | [21 empty] | sonos-parents-move | 14.2 | move | Move | Sonos |  | Parents |  | net_Controlled_br4_10-0-4-0-24 | 5c:aa:fd:d1:23:be | 10.0.4.40 |  |  | [["mac", "5c:aa:fd:d1:23:be"], ["ip", "10.0.4.40"]]
2669 | Disabled | Apple | media_player | parents_tv_speaker | parents_tv_speaker | Parents TV Speaker | Audio Visual Devices | Media |  |  |  | Table | media-control | [27 empty] | apple-parents-tv-speaker | 15.3 | tv-speaker | HomePod | Apple |  | Parents |  | net_Controlled_br4_10-0-4-0-24 | d4:a3:3d:5c:8c:28 | 10.0.4.48 |  |  | [["mac", "d4:a3:3d:5c:8c:28"], ["ip", "10.0.4.48"]]
2700 | Enabled | Automation | input_boolean | back_door_lock_security | back_door_lock_security | Secure | Back Door | Security |  |  |  | Table | [17 empty] | mdi:shield-home
2701 | Enabled | Automation | binary_sensor | template_back_door_state | template_back_door_state | Status | Back Door | Security
2702 | Enabled | Yale | lock | back_door_lock | back_door_lock | Action | Back Door | Security |  |  |  | Table | [9 empty] | Device |  | homeassistant: expire_after: 3600 | [16 empty] | back-door-lock | N/A | YRD256 TSDB | Assure lock SL | Yale |  | Landing |  |  | 0x000d6f0011274420 |  |  |  | [["mac", "0x000d6f0011274420"]]
2703 | Enabled | Sonoff | binary_sensor | template_back_door_sensor_contact_last | template_back_door_sensor_contact_last | Door | Back Door | Security |  |  |  | Table | [9 empty] | Device |  | homeassistant: expire_after: 3600 | [16 empty] | back-door-sensor | N/A | SNZB-04 | Contact Sensor | Sonoff |  | Landing |  |  | 0x00124b0029119f9a |  |  |  | [["mac", "0x00124b0029119f9a"]]
2704 | Disabled | UniFi | camera |  |  | Back Door | Back Door Camera | Security
2705 | Enabled | Automation | input_boolean | front_door_lock_security | front_door_lock_security | Secure | Front Door | Security |  |  |  | Table | [17 empty] | mdi:shield-home
2706 | Enabled | Automation | binary_sensor | template_front_door_state | template_front_door_state | Status | Front Door | Security
2707 | Enabled | Yale | lock | front_door_lock | front_door_lock | Action | Front Door | Security |  |  |  | Table | [9 empty] | Device |  | homeassistant: expire_after: 3600 | [16 empty] | front-door-lock | N/A | YRD256 TSDB | Assure lock SL | Yale |  | Deck |  |  | 0x000d6f001127f08c |  |  |  | [["mac", "0x000d6f001127f08c"]]
2708 | Enabled | Sonoff | binary_sensor | template_front_door_sensor_contact_last | template_front_door_sensor_contact_last | Door | Front Door | Security |  |  |  | Table | [9 empty] | Device |  | homeassistant: expire_after: 3600 | [16 empty] | front-door-sensor | N/A | SNZB-04 | Contact Sensor | Sonoff |  | Deck |  |  | 0x00124b0029113713 |  |  |  | [["mac", "0x00124b0029113713"]]
2709 | Disabled | UniFi | camera |  |  | Front Door | Front Door Camera | Security
2710 | Enabled | _ | user_interface | column_break | column_break | Column Break | Ada's Room | Security |  |  |  | Break | custom:layout-break
2711 | Enabled | UniFi | binary_sensor | uvc_ada_motion | uvc_ada_motion | Motion | Ada's Room | Security |  |  |  | Table
2712 | Enabled | UniFi | camera | uvc_ada_medium | uvc_ada_medium | Ada | Ada's Camera | Security |  |  |  | Table | picture-entity | [27 empty] | uvc-ada | 4.48.44 | UVC | G3 Flex | UniFi |  | Ada |  | net_Isolated_br6_10-0-6-0-24 | 74:83:c2:3f:6c:4c | 10.0.6.20 |  |  | [["mac", "74:83:c2:3f:6c:4c"], ["ip", "10.0.6.20"]]
2713 | Enabled | _ | user_interface | column_break | column_break | Column Break | Ada's Camera | Security |  |  |  | Break | custom:layout-break
2714 | Enabled | UniFi | binary_sensor | uvc_edwin_motion | uvc_edwin_motion | Motion | Edwin's Room | Security |  |  |  | Table
2715 | Enabled | UniFi | camera | uvc_edwin_medium | uvc_edwin_medium | Edwin | Edwin's Camera | Security |  |  |  | Table | picture-entity | [27 empty] | uvc-edwin | 4.48.44 | UVC | G3 Flex | UniFi |  | Edwin |  | net_Isolated_br6_10-0-6-0-24 | 74:83:c2:3f:6e:5c | 10.0.6.21 |  |  | [["mac", "74:83:c2:3f:6e:5c"], ["ip", "10.0.6.21"]]
2716 | Enabled | _ | user_interface | column_break | column_break | Column Break | Edwin's Camera | Security |  |  |  | Break | custom:layout-break
2717 | Enabled | SenseMe | binary_sensor | ada_fan_occupancy | ada_fan_occupancy | Ada | House Occupancy | Security |  |  |  | Table
2718 | Enabled | SenseMe | binary_sensor | edwin_fan_occupancy | edwin_fan_occupancy | Edwin | House Occupancy | Security |  |  |  | Table
2719 | Enabled | SenseMe | binary_sensor | parents_fan_occupancy | parents_fan_occupancy | Parents | House Occupancy | Security |  |  |  | Table
2720 | Enabled | SenseMe | binary_sensor | lounge_fan_occupancy | lounge_fan_occupancy | Lounge | House Occupancy | Security |  |  |  | Table
2721 | Enabled | SenseMe | binary_sensor | deck_east_fan_occupancy | deck_east_fan_occupancy | Deck East | House Occupancy | Security |  |  |  | Table
2722 | Enabled | SenseMe | binary_sensor | deck_west_fan_occupancy | deck_west_fan_occupancy | Deck West | House Occupancy | Security |  |  |  | Table
5000 | Enabled | UniFi | [38 empty] | udm-net | 1.11.0 | Board Revision 8 | UDM-Pro | UniFi |  | Rack |  | net_Management_br0_10-0-0-0-24 | 74:ac:b9:1c:15:f1 | 10.0.0.1 |  |  | [["mac", "74:ac:b9:1c:15:f1"], ["ip", "10.0.0.1"]]
5001 | Enabled | UniFi | [38 empty] | usw-rack | 6.3.13 | Generation 2 | USW-24-PoE | UniFi |  | Rack |  | net_Management_br0_10-0-0-0-24 | 78:45:58:cb:14:b5 | 10.0.0.2 |  |  | [["mac", "78:45:58:cb:14:b5"], ["ip", "10.0.0.2"]]
5002 | Enabled | UniFi | [38 empty] | usw-ceiling | 6.3.13 | Generation 1 | US-8-60W | UniFi |  | Ceiling |  | net_Management_br0_10-0-0-0-24 | b4:fb:e4:e3:83:32 | 10.0.0.3 |  |  | [["mac", "b4:fb:e4:e3:83:32"], ["ip", "10.0.0.3"]]
5003 | Enabled | UniFi | [38 empty] | uap-deck | 6.2.49 | Generation 2 | UAP-AC-M | UniFi |  | Deck |  | net_Management_br0_10-0-0-0-24 | 78:8a:20:70:d3:79 | 10.0.0.4 |  |  | [["mac", "78:8a:20:70:d3:79"], ["ip", "10.0.0.4"]]
5004 | Enabled | UniFi | [38 empty] | uap-hallway | 6.2.49 | Generation 2 | UAP-AC-Pro | UniFi |  | Hallway |  | net_Management_br0_10-0-0-0-24 | f0:9f:c2:fc:b0:f7 | 10.0.0.5 |  |  | [["mac", "f0:9f:c2:fc:b0:f7"], ["ip", "10.0.0.5"]]
5005 | Enabled | PiHole | [38 empty] | udm-pihole | 5.9 | UDM Docker Container | Pi-Hole | OSS EUPL |  | Rack |  | net_Controlled_br4_10-0-4-0-24 | 4a:9a:06:5d:53:66 | 10.0.4.10 |  |  | [["mac", "4a:9a:06:5d:53:66"], ["ip", "10.0.4.10"]]
5006 | Enabled | Server | [38 empty] | macbook-flo | 11.5 | Late 2013 (11,3) | MacBook Pro | Apple |  | Rack |  | net_Controlled_br4_10-0-4-0-24 | 00:e0:4c:68:07:65 | 10.0.4.11 |  |  | [["mac", "00:e0:4c:68:07:65"], ["ip", "10.0.4.11"]]
5007 | Enabled | Server | [38 empty] | macbook-flo | 11.5 | Late 2013 (11,3) | MacBook Pro | Apple |  | Rack |  | net_Unfettered_br2_10-0-2-0-24 | 2a:e0:4c:68:06:a1 | 10.0.2.11 |  |  | [["mac", "2a:e0:4c:68:06:a1"], ["ip", "10.0.2.11"]]
5008 | Enabled | Server | [38 empty] | macbook-flo | 11.5 | Late 2013 (11,3) | MacBook Pro | Apple |  | Rack |  | net_Isolated_br6_10-0-6-0-24 | 6a:e0:4c:68:06:a1 | 10.0.6.11 |  |  | [["mac", "6a:e0:4c:68:06:a1"], ["ip", "10.0.6.11"]]
5009 | Disabled | Server | [38 empty] | macmini-liz | 11.5 | Late 2012 (6,1) | MacMini | Apple |  | Rack |  | net_Unfettered_br2_10-0-2-0-24 | 00:e0:4c:68:04:21 |  |  |  | [["mac", "00:e0:4c:68:04:21"]]
5010 | Disabled | Server | [38 empty] | macmini-nel | 11.5 | Mid 2011 (5,2) | MacMini | Apple |  | Rack |  | net_Unfettered_br2_10-0-2-0-24 | 00:e0:4c:68:07:0d |  |  |  | [["mac", "00:e0:4c:68:07:0d"]]
5011 | Disabled | Server | [38 empty] | macmini-mae | 11.5 | Mid 2011 (5,3) | MacMini | Apple |  | Rack |  | net_Unfettered_br2_10-0-2-0-24 | 40:6c:8f:2a:da:9c |  |  |  | [["mac", "40:6c:8f:2a:da:9c"]]
5012 | Enabled | Server | [38 empty] | macmini-meg | 11.5 | Late 2014 (7,1) | MacMini | Apple |  | Rack |  | net_Unfettered_br2_10-0-2-0-24 | 0c:4d:e9:d2:86:6c | 10.0.2.13 |  |  | [["mac", "0c:4d:e9:d2:86:6c"], ["ip", "10.0.2.13"]]
5013 | Enabled | Server | [38 empty] | raspbpi-lia | 11.5 | Model B | Pi 3 | Broardcom |  | Rack |  | net_Unfettered_br2_10-0-2-0-24 | b8:27:eb:78:74:0e | 10.0.2.12 |  |  | [["mac", "b8:27:eb:78:74:0e"], ["ip", "10.0.2.12"]]
5014 | Enabled | Printer | [38 empty] | brother-printer | 10.5.2 | MFC-L2700DW | Laser Printer | Brother |  | Rack |  | net_Isolated_br6_10-0-6-0-24 | 30:05:5c:8a:ff:10 | 10.0.6.22 |  |  | [["mac", "30:05:5c:8a:ff:10"], ["ip", "10.0.6.22"]]
5015 | Enabled | Xiaomi | [19 empty] | Device |  | homeassistant: expire_after: 3600 | [15 empty] | https://zigbee2mqtt.janeandgraham.com/#/device/0x00158d0005d9d088 | home-cube-remote | 3000-0001 | MFKZQ01LM | Cube | Xiaomi |  | Home |  |  | 0x00158d0005d9d088 |  |  |  | [["mac", "0x00158d0005d9d088"]]
6000 | Enabled | Mobile | [38 empty] | iphone-graham | [7 empty] | net_Controlled_br4_10-0-4-0-24 | bc:09:63:42:09:c0 |  |  |  | [["mac", "bc:09:63:42:09:c0"]]